## Fluke 5730A
Function Name | Primary Unit | Primary Limit Low | Primary Limit High | Secondary Unit | Secondary Limit Low | Secondary Limit High | Command | ExtraOptions
DC Voltage 220 mV | V | 0 | 0.22 |  |  |  | OUT {PV} {PU}, 0 HZ
DC Voltage 2.2 V | V | 0.22 | 2.2 |  |  |  | OUT {PV} {PU}, 0 HZ
DC Voltage 11 V | V | 2.2 | 11 |  |  |  | OUT {PV} {PU}, 0 HZ
DC Voltage 22 V | V | 11 | 22 |  |  |  | OUT {PV} {PU}, 0 HZ
DC Voltage 220 V | V | 22 | 220 |  |  |  | OUT {PV} {PU}, 0 HZ
DC Voltage 1100 V | V | 220 | 1100 |  |  |  | OUT {PV} {PU}, 0 HZ
AC Voltage 220 mV | V | 0 | 0.22 | HZ | 0 | 100 | OUT {PV} {PU}, {SV} HZ
DC Current - Capacitance | A | [5 empty] | OUT {SV} A, 0 HZ

## Fluke 5522A
Function Name | Primary Unit | Primary Limit Low | Primary Limit High | Secondary Unit | Secondary Limit Low | Secondary Limit High | Command | ExtraOptions
DC Voltage 330 mV | V | [5 empty] | OUT {PV} V, 0 HZ
DC Voltage 3.3 V | V | [5 empty] | OUT {PV} V, 0 HZ
DC Voltage 33 V | V | [5 empty] | OUT {PV} V, 0 HZ
DC Voltage 330 V | V | [5 empty] | OUT {PV} V, 0 HZ
DC Voltage 1000 V | V | [5 empty] | OUT {PV} V, 0 HZ
Aux DC Voltage 7 V | V | [5 empty] | OUT 1 V, {PV} V, 0 HZ
AC Voltage 33 mV | V | [5 empty] | OUT {PV} V, {FV} HZ
AC Voltage 330 mV | V | [5 empty] | OUT {PV} V, {FV} HZ
AC Voltage 3.3 V | V | [5 empty] | OUT {PV} V, {FV} HZ
AC Voltage 33 V | V | [5 empty] | OUT {PV} V, {FV} HZ
AC Voltage 330 V | V | [5 empty] | OUT {PV} V, {FV} HZ
AC Voltage 1000 V | V | [5 empty] | OUT {PV} V, {FV} HZ
Aux AC Voltage 5 V | V | [5 empty] | OUT 1 V, {PV} V, {FV} HZ
DC Current 330 uA | A | [5 empty] | OUT {PV} A, 0 HZ
DC Current 3.3 mA | A | [5 empty] | OUT {PV} A, 0 HZ
DC Current 33 mA | A | [5 empty] | OUT {PV} A, 0 HZ
DC Current 330 mA | A | [5 empty] | OUT {PV} A, 0 HZ
DC Current 1.1 A | A | [5 empty] | OUT {PV} A, 0 HZ
DC Current 2.9 A | A | [5 empty] | CUR_POST A20¦OUT {PV} A, 0 HZ
DC Current 11 A | A | [5 empty] | CUR_POST A20¦OUT {PV} A, 0 HZ
DC Current 20 A | A | [5 empty] | CUR_POST A20¦OUT {PV} A, 0 HZ
DC Resistance 4 Wire | Ohm | [5 empty] | OUT {PV} OHM¦ZCOMP WIRE4
DC Resistance 2 Wire | Ohm | [5 empty] | OUT {PV} OHM¦ZCOMP NONE
Phase Dual Output Volt | V | [5 empty] | OUT {PV} V, {SV} V, {FV} HZ
Phase Dual Output Current | V | [5 empty] | OUT {PV} V, {SV} A, {FV} HZ
Phase Dual Output High Current | V | [5 empty] | CUR_POST A20¦OUT {PV} V, {SV} A, {FV} HZ
AC Current AUX | A | [5 empty] | OUT {PV} A, {FV} HZ
Capacitance | F | [5 empty] | OUT {PV} F

## Fluke 8508A
Function Name | Primary Unit | Primary Limit Low | Primary Limit High | Secondary Unit | Secondary Limit Low | Secondary Limit High | Command | ExtraOptions
DC Voltage 200 mV | V | 0 | 0.2 |  |  |  | DCV 0.190,FILT_OFF,RESL7,FAST_OFF,TWO_WR
DC Voltage 2 V | V | 0.2 | 2 |  |  |  | DCV 1.9,FILT_OFF,RESL7,FAST_OFF,TWO_WR
DC Voltage 20 V | V | 2 | 20 |  |  |  | DCV 19,FILT_OFF,RESL7,FAST_OFF,TWO_WR
DC Voltage 200 V | V | 20 | 200 |  |  |  | DCV 190,FILT_OFF,RESL7,FAST_OFF,TWO_WR
DC Voltage 1000 V | V | 200 | 1000 |  |  |  | DCV 500,FILT_OFF,RESL7,FAST_OFF,TWO_WR
DC Current 200 uA | A | [5 empty] | DCI 0.000150,FILT_ON,RESL7,FAST_OFF
DC Current 2 mA | A | [5 empty] | DCI 0.001,FILT_ON,RESL7,FAST_OFF
DC Current 20 mA | A | [5 empty] | DCI 0.01,FILT_ON,RESL7,FAST_OFF
DC Current 200 mA | A | [5 empty] | DCI 0.1,FILT_ON,RESL7,FAST_OFF
DC Current 2A | A | [5 empty] | DCI 1,FILT_ON,RESL7,FAST_OFF
DC Current 20A | A | [5 empty] | DCI 10,FILT_ON,RESL7,FAST_OFF
TruOhms 2 Ohm | Ohm | [5 empty] | TRUE_OHMS 1.9, RESL7,FAST_OFF,LOI_OFF
TruOhms 20 Ohm | Ohm | [5 empty] | TRUE_OHMS 19, RESL7,FAST_OFF,LOI_OFF
TruOhms 200 Ohm | Ohm | [5 empty] | TRUE_OHMS 190, RESL7,FAST_OFF,LOI_OFF
TruOhms 2k Ohm | Ohm | [5 empty] | TRUE_OHMS 1900, RESL7,FAST_OFF,LOI_OFF
TruOhms 20k Ohm | Ohm | [5 empty] | TRUE_OHMS 19000, RESL7,FAST_OFF,LOI_OFF
Ohms 2 Ohm | Ohm | [5 empty] | OHMS 1.9, RESL7, FILT_ON, FAST_OFF, LOI_OFF, FOUR_WR
Ohms 20 Ohm | Ohm | [5 empty] | OHMS 19, RESL7, FILT_ON, FAST_OFF, LOI_OFF, FOUR_WR
Ohms 200 Ohm | Ohm | [5 empty] | OHMS 190, RESL7, FILT_ON, FAST_OFF, LOI_OFF, FOUR_WR
Ohms 2 kOhm | Ohm | [5 empty] | OHMS 1900, RESL7, FILT_ON, FAST_OFF, LOI_OFF, FOUR_WR
Ohms 20 kOhm | Ohm | [5 empty] | OHMS 19000, RESL7, FILT_ON, FAST_OFF, LOI_OFF, FOUR_WR
Ohms 200 kOhm | Ohm | [5 empty] | OHMS 190000, RESL7, FILT_ON, FAST_OFF, LOI_OFF, FOUR_WR
Ohms 2 MOhm | Ohm | [5 empty] | OHMS 1900000, RESL7, FILT_ON, FAST_OFF, LOI_OFF, FOUR_WR
Ohms 20 MOhm | Ohm | [5 empty] | OHMS 19000000, RESL7, FILT_ON, FAST_OFF, LOI_OFF, FOUR_WR
Ohms 200 MOhm | Ohm | [5 empty] | OHMS 190000000, RESL7, FILT_ON, FAST_OFF, LOI_OFF, FOUR_WR
Ohms 2 GOhm | Ohm | [5 empty] | OHMS 1900000000, RESL7, FILT_ON, FAST_OFF, LOI_OFF, FOUR_WR
Ohms 200 kOhm 2W | Ohm | [5 empty] | OHMS 190000, RESL7, FILT_ON, FAST_OFF, LOI_ON, TWO_WR
Ohms 2 MOhm 2W | Ohm | [5 empty] | OHMS 1900000, RESL7, FILT_ON, FAST_OFF, LOI_ON, TWO_WR
Ohms 20 MOhm 2W | Ohm | [5 empty] | OHMS 19000000, RESL7, FILT_ON, FAST_OFF, LOI_ON, TWO_WR
Ohms 200 MOhm 2W | Ohm | [5 empty] | OHMS 190000000, RESL7, FILT_ON,FAST_OFF, LOI_ON, TWO_WR
Ohms 2 GOhm 2W | Ohm | [5 empty] | OHMS 1900000000, RESL7, FILT_ON, FAST_OFF, LOI_ON, TWO_WR

## Transmille 8081
Function Name | Primary Unit | Primary Limit Low | Primary Limit High | Secondary Unit | Secondary Limit Low | Secondary Limit High | Command | ExtraOptions
DC Voltage 100 mV | V | 0 | 0.1 |  |  |  | R1¦D7¦F5
DC Voltage 1 V | V | 0.1 | 1 |  |  |  | R2¦D7¦F5
DC Voltage 10 V | V | 1 | 10 |  |  |  | R3¦D7¦F5
DC Voltage 100 V | V | 10 | 100 |  |  |  | R4¦D7¦F5
DC Voltage 1000 V | V | 100 | 1000 |  |  |  | R5¦D7¦F5

## Keysight 53220A
Function Name | Primary Unit | Primary Limit Low | Primary Limit High | Secondary Unit | Secondary Limit Low | Secondary Limit High | Command | ExtraOptions
Frequency Read | Hz | 0.01 | 60 |  |  |  | CONF:FREQ {FV},1e-4¦TRIG:SOUR BUS¦FREQ:GATE:TIME 5.0
Phase | Hz | [5 empty] | CONF:PHAS¦TRIG:SOUR BUS; SLOP POS¦FORM:PHAS POS¦FREQ:GATE:TIME 5.0
Sour Bus | [6 empty] | TRIG:SOUR BUS

## Fluke 5790
Function Name | Primary Unit | Primary Limit Low | Primary Limit High | Secondary Unit | Secondary Limit Low | Secondary Limit High | Command | ExtraOptions
AC Read | V | 0.01 | 60 |  |  |  | RANGE {PV} {PU}
AC Read 7 mV | V | [5 empty] | RANGE 0.0069 V
AC Read 22 mV | V | 0.01 | 60 |  |  |  | RANGE 0.0219 V |  | RANGE 0.219 V | AC Read 220 mV | V | 0.01 | 60 | RANGE 0.219 V | AC Read 220 mV | V | 0.01 | 60 | RANGE 0.219 V | AC Read 220 mV | V | 0.01 | 60 | RANGE 0.219 V | AC Read 220 mV | V | 0.01 | 60 | RANGE 0.219 V | AC Read 220 mV | V | 0.01 | 60 | RANGE 0.219 V | AC Read 220 mV | V | 0.01 | 60 | RANGE 0.219 V | AC Read 220 mV | V | 0.01 | 60 | RANGE 0.219 V | AC Read 220 mV | V | 0.01 | 60 | RANGE 0.219 V | AC Read 220 mV | V | 0.01 | 60 | RANGE 0.219 V | AC Read 220 mV | V | 0.01 | 60 | RANGE 0.219 V | AC Read 220 mV | V | 0.01 | 60 | RANGE 0.219 V | AC Read 220 mV | V | 0.01 | 60 | RANGE 0.219 V | AC Read 220 mV | V | 0.01 | 60 | RANGE 0.219 V | AC Read 220 mV | V | 0.01 | 60 | RANGE 0.219 V | AC Read 220 mV | V | 0.01 | 60 | RANGE 0.219 V | AC Read 220 mV | V | 0.01 | 60 | RANGE 0.219 V | AC Read 220 mV | V | 0.01 | 60 | RANGE 0.219 V | AC Read 220 mV | V | 0.01 | 60 | RANGE 0.219 V | AC Read 220 mV | V | 0.01 | 60 | RANGE 0.219 V | AC Read 220 mV | V | 0.01 | 60 | RANGE 0.219 V | AC Read 220 mV | V | 0.01 | 60 | RANGE 0.219 V | AC Read 220 mV | V | 0.01 | 60 | RANGE 0.219 V | AC Read 220 mV | V | 0.01 | 60 | RANGE 0.219 V | AC Read 220 mV | V | 0.01 | 60 | RANGE 0.219 V | AC Read 220 mV | V | 0.01 | 60 | RANGE 0.219 V | AC Read 220 mV | V | 0.01 | 60 | RANGE 0.219 V | AC Read 220 mV | V | 0.01 | 60 | RANGE 0.219 V | AC Read 220 mV | V | 0.01 | 60 | RANGE 0.219 V | AC Read 220 mV | V | 0.01 | 60 | RANGE 0.219 V | AC Read 220 mV | V | 0.01 | 60 | RANGE 0.219 V | AC Read 220 mV | V | 0.01 | 60 | RANGE 0.219 V | AC Read 220 mV | V | 0.01 | 60 | RANGE 0.219 V | AC Read 220 mV | V | 0.01 | 60 | RANGE 0.219 V | AC Read 220 mV | V | 0.01 | 60 | RANGE 0.219 V | AC Read 220 mV | V | 0.01 | 60 | RANGE 0.219 V | AC Read 220 mV | V | 0.01 | 60 | RANGE 0.219 V | AC Read 220 mV | V | 0.01 | 60 | RANGE 0.219 V | AC Read 220 mV | V | 0.01 | 60 | RANGE 0.219 V | AC Read 220 mV | V | 0.01 | 60 | RANGE 0.219 V | AC Read 220 mV | V | 0.01 | 60 | RANGE 0.219 V | AC Read 220 mV | V | 0.01 | 60 | RANGE 0.219 V | AC Read 220 mV | V | 0.01 | 60 | RANGE 0.219 V | AC Read 220 mV | V | 0.01 | 60 | RANGE 0.219 V | AC Read 220 mV | V | 0.01 | 60 | RANGE 0.219 V | AC Read 220 mV | V | 0.01 | 60 | RANGE 0.219 V | AC Read 220 mV | V | 0.01 | 60 | RANGE 0.219 V | AC Read 220 mV | V | 0.01 | 60 | RANGE 0.219 V | AC Read 220 mV | V | 0.01 | 60 | RANGE 0.219 V | AC Read 220 mV | V | 0.01 | 60 | RANGE 0.219 V | AC Read 220 mV | V | 0.01 | 60 | RANGE 0.219 V | AC Read 220 mV | V | 0.01 | 60 | RANGE 0.219 V | AC Read 220 mV | V | 0.01 | 60 | RANGE 0.219 V | AC Read 220 mV | V | 0.01 | 60 | RANGE 0.219 V | AC Read 220 mV | V | 0.01 | 60 | RANGE 0.219 V | AC Read 220 mV | V | 0.01 | 60 | RANGE 0.219 V | AC Read 220 mV | V | 0.01 | 60 | RANGE 0.219 V | AC Read 220 mV | V | 0.01 | 60 | RANGE 0.219 V | AC Read 220 mV | V | 0.01 | 60 | RANGE 0.219 V | AC Read 220 mV | V | 0.01 | 60 | RANGE 0.219 V | AC Read 220 mV | V | 0.01 | 60 | RANGE 0.219 V | AC Read 220 mV | V | 0.01 | 60 | RANGE 0.219 V | AC Read 220 mV | V | 0.01 | 60 | RANGE 0.219 V | AC Read 220 mV | V | 0.01 | 60 | RANGE 0.219 V | AC Read 220 mV | V | 0.01 | 60 | RANGE 0.219 V | AC Read 220 mV | V | 0.01 | 60 | RANGE 0.219 V | AC Read 220 mV | V | 0.01 | 60 | RANGE 0.219 V | AC Read 220 mV | V | 0.01 | 60 | RANGE 0.219 V | AC Read 220 mV | V | 0.01 | 60 | RANGE 0.219 V | AC Read 220 mV | V | 0.01 | 60 | RANGE 0.219 V | AC Read 220 mV | V | 0.01 | 60 | RANGE 0.219 V | AC Read 220 mV | V | 0.01 | 60 | RANGE 0.219 V | AC Read 220 mV | V | 0.01 | 60 | RANGE 0.219 V | AC Read 220 mV | V | 0.01 | 60 | RANGE 0.219 V | AC Read 220 mV | V | 0.01 | 60 | RANGE 0.219 V | AC Read 220 mV | V | 0.01 | 60 | RANGE 0.219 V | AC Read 220 mV | V | 0.01 | 60 | RANGE 0.219 V | AC Read 220 mV | V | 0.01 | 60 | RANGE 0.219 V | AC Read 220 mV | V | 0.01 | 60 | RANGE 0.219 V | AC Read 220 mV | V | 0.01 | 60 | RANGE 0.219 V | AC Read 220 mV | V | 0.01 | 60 | RANGE 0.219 V | AC Read 220 mV | V | 0.01 | 60 | RANGE 0.219 V | AC Read 220 mV | V | 0.01 | 60 | RANGE 0.219 V | AC Read 220 mV | V | 0.01 | 60 | RANGE 0.219 V | AC Read 220 mV | V | 0.01 | 60 | RANGE 0.219 V | AC Read 220 mV | V | 0.01 | 60 | RANGE 0.219 V | AC Read 220 mV | V | 0.01 | 60 | RANGE 0.219 V | AC Read 220 mV | V | 0.01 | 60 | RANGE 0.219 V | AC Read 220 mV | V | 0.01 | 60 | RANGE 0.219 V | AC Read 220 mV | V | 0.01 | 60 | RANGE 0.219 V | AC Read 220 mV | V | 0.01 | 60 | RANGE 0.219 V | AC Read 220 mV | V | 0.01 | 60 | RANGE 0.219 V | AC Read 220 mV | V | 0.01 | 60 | RANGE 0.219 V | AC Read 220 mV | V | 0.01 | 60 | RANGE 0.219 V | AC Read 220 mV | V | 0.01 | 60 | RANGE 0.219 V | AC Read 220 mV | V | 0.01 | 60 | RANGE 0.219 V | AC Read 220 mV | V | 0.01 | 60 | RANGE 0.219 V | AC Read 220 mV | V | 0.01 | 60 | RANGE 0.219 V | AC Read 220 mV | V | 0.01 | 60 | RANGE 0.219 V | AC Read 220 mV | V | 0.01 | 60 | RANGE 0.219 V | AC Read 220 mV | V | 0.01 | 60 | RANGE 0.219 V | AC Read 220 mV | V | 0.01 | 60 | RANGE 0.219 V | AC Read 220 mV | V | 0.01 | 60 | RANGE 0.219 V | AC Read 220 mV | V | 0.01 | 60 | RANGE 0.219 V | AC Read 220 mV | V | 0.01 | 60 | RANGE 0.219 V | AC Read 220 mV | V | 0.01 | 60 | RANGE 0.219 V | AC Read 220 mV | V | 0.01 | 60 | RANGE 0.219 V | AC Read 220 mV | V | 0.01 | 60 | RANGE 0.219 V | AC Read 220 mV | V | 0.01 | 60 | RANGE 0.219 V | AC Read 220 mV | V | 0.01 | 60 | RANGE 0.219 V | AC Read 220 mV | V | 0.01 | 60 | RANGE 0.219 V | AC Read 220 mV | V | 0.01 | 60 | RANGE 0.219 V | AC Read 220 mV | V | 0.01 | 60 | RANGE 0.219 V | AC Read 220 mV | V | 0.01 | 60 | RANGE 0.219 V | AC Read 220 mV | V | 0.01 | 60 | RANGE 0.219 V | AC Read 220 mV | V | 0.01 | 60 | RANGE 0.219 V | AC Read 220 mV | V | 0.01 | 60 | RANGE 0.219 V | AC Read 220 mV | V | 0.01 | 60 | RANGE 0.219 V | AC Read 220 mV | V | 0.01 | 60 | RANGE 0.219 V | AC Read 220 mV | V | 0.01 | 60 | RANGE 0.219 V | AC Read 220 mV | V | 0.01 | 60 | RANGE 0.219 V | AC Read 220 mV | V | 0.01 | 60 | RANGE 0.219 V | AC Read 220 mV | V | 0.01 | 60 | RANGE 0.219 V | AC Read 220 mV | V | 0.01 | 60 | RANGE 0.219 V | AC Read 220 mV | V | 0.01 | 60 | RANGE 0.219 V | AC Read 220 mV | V | 0.01 | 60 | RANGE 0.219 V | AC Read 220 mV | V | 0.01 | 60 | RANGE 0.219 V | AC Read 220 mV | V | 0.01 | 60 | RANGE 0.219 V | AC Read 220 mV | V | 0.01 | 60 | RANGE 0.219 V | AC Read 220 mV | V | 0.01 | 60 | RANGE 0.219 V | AC Read 220 mV | V | 0.01 | 60 | RANGE 0.219 V | AC Read 220 mV | V | 0.01 | 60 | RANGE 0.219 V | AC Read 220 mV | V | 0.01 | 60 | RANGE 0.219 V | AC Read 220 mV | V | 0.01 | 60 | RANGE 0.219 V | AC Read 220 mV | V | 0.01 | 60 | RANGE 0.219 V | AC Read 220 mV | V | 0.01 | 60 | RANGE 0.219 V | AC Read 220 mV | V | 0.01 | 60 | RANGE 0.219 V | AC Read 220 mV | V | 0.01 | 60 | RANGE 0.219 V | AC Read 220 mV | V | 0.01 | 60 | RANGE 0.219 V | AC Read 220 mV | V | 0.01 | 60 | RANGE 0.219 V | AC Read 220 mV | V | 0.01 | 60 | RANGE 0.219 V | AC Read 220 mV | V | 0.01 | 60 | RANGE 0.219 V | AC Read 220 mV | V | 0.01 | 60 | RANGE 0.219 V | AC Read 220 mV | V | 0.01 | 60 | RANGE 0.219 V | AC Read 220 mV | V | 0.01 | 60 | RANGE 0.219 V | AC Read 220 mV | V | 0.01 | 60 | RANGE 0.219 V | AC Read 220 mV | V | 0.01 | 60 | RANGE 0.219 V | AC Read 220 mV | V | 0.01 | 60 | RANGE 0.219 V | AC Read 220 mV | V | 0.01 | 60 | RANGE 0.219 V | AC Read 220 mV | V | 0.01 | 60 | RANGE 0.219 V | AC Read 220 mV | V | 0.01 | 60 | RANGE 0.219 V | AC Read 220 mV | V | 0.01 | 60 | RANGE 0.219 V | AC Read 220 mV | V | 0.01 | 60 | RANGE 0.219 V | AC Read 220 mV | V | 0.01 | 60 | RANGE 0.219 V | AC Read 220 mV | V | 0.01 | 60 | RANGE 0.219 V | AC Read 220 mV | V | 0.01 | 60 | RANGE 0.219 V | AC Read 220 mV | V | 0.01 | 60 | RANGE 0.219 V | AC Read 220 mV | V | 0.01 | 60 | RANGE 0.219 V | AC Read 220 mV | V | 0.01 | 60 | RANGE 0.219 V | AC Read 220 mV | V | 0.01 | 60 | RANGE 0.219 V | AC Read 220 mV | V | 0.01 | 60 | RANGE 0.219 V | AC Read 220 mV | V | 0.01 | 60 | RANGE 0.219 V | AC Read 220 mV | V | 0.01 | 60 | RANGE 0.219 V | AC Read 220 mV | V | 0.01 | 60 | RANGE 0.219 V | AC Read 220 mV | V | 0.01 | 60 | RANGE 0.219 V | AC Read 220 mV | V | 0.01 | 60 | RANGE 0.219 V | AC Read 220 mV | V | 0.01 | 60 | RANGE 0.219 V | AC Read 220 mV | V | 0.01 | 60 | RANGE 0.219 V | AC Read 220 mV | V | 0.01 | 60 | RANGE 0.219 V | AC Read 220 mV | V | 0.01 | 60 | RANGE 0.219 V | AC Read 220 mV | V | 0.01 | 60 | RANGE 0.219 V | AC Read 220 mV | V | 0.01 | 60 | RANGE 0.219 V | AC Read 220 mV | V | 0.01 | 60 | RANGE 0.219 V | AC Read 220 mV | V | 0.01 | 60 | RANGE 0.219 V | AC Read 220 mV | V | 0.01 | 60 | RANGE 0.219 V | AC Read 220 mV | V | 0.01 | 60 | RANGE 0.219 V | AC Read 220 mV | V | 0.01 | 60 | RANGE 0.219 V | AC Read 220 mV | V | 0.01 | 60 | RANGE 0.219 V | AC Read 220 mV | V | 0.01 | 60 | RANGE 0.219 V | AC Read 220 mV | V | 0.01 | 60 | RANGE 0.219 V | AC Read 220 mV | V | 0.01 | 60 | RANGE 0.219 V | AC Read 220 mV | V | 0.01 | 60 | RANGE 0.219 V | AC Read 220 mV | V | 0.01 | 60 | RANGE 0.219 V | AC Read 220 mV | V | 0.01 | 60 | RANGE 0.219 V | AC Read 220 mV | V | 0.01 | 60 | RANGE 0.219 V | AC Read 220 mV | V | 0.01 | 60 | RANGE 0.219 V | AC Read 220 mV | V | 0.01 | 60 | RANGE 0.219 V | AC Read 220 mV | V | 0.01 | 60 | RANGE 0.219 V | AC Read 220 mV | V | 0.01 | 60 | RANGE 0.219 V | AC Read 220 mV | V | 0.01 | 60 | RANGE 0.219 V | AC Read 220 mV | V | 0.01 | 60 | RANGE 0.219 V | AC Read 220 mV | V | 0.01 | 60 | RANGE 0.219 V | AC Read 220 mV | V | 0.01 | 60 | RANGE 0.219 V | AC Read 220 mV | V | 0.01 | 60 | RANGE 0.219 V | AC Read 220 mV | V | 0.01 | 60 | RANGE 0.219 V | AC Read 220 mV | V | 0.01 | 60 | RANGE 0.219 V | AC Read 220 mV | V | 0.01 | 60 | RANGE 0.219 V | AC Read 220 mV | V | 0.01 | 60 | RANGE 0.219 V | AC Read 220 mV | V | 0.01 | 60 | RANGE 0.219 V | AC Read 220 mV | V | 0.01 | 60 | RANGE 0.219 V | AC Read 220 mV | V | 0.01 | 60 | RANGE 0.219 V | AC Read 220 mV | V | 0.01 | 60 | RANGE 0.219 V | AC Read 220 mV | V | 0.01 | 60 | RANGE 0.219 V | AC Read 220 mV | V | 0.01 | 60 | RANGE 0.219 V | AC Read 220 mV | V | 0.01 | 60 | RANGE 0.219 V | AC Read 220 mV | V | 0.01 | 60 | RANGE 0.219 V | AC Read 220 mV | V | 0.01 | 60 | RANGE 0.219 V | AC Read 220 mV | V | 0.01 | 60 | RANGE 0.219 V | AC Read 220 mV | V | 0.01 | 60 | RANGE 0.219 V | AC Read 220 mV | V | 0.01 | 60 | RANGE 0.219 V | AC Read 220 mV | V | 0.01 | 60 | RANGE 0.219 V | AC Read 220 mV | V | 0.01 | 60 | RANGE 0.219 V | AC Read 220 mV | V | 0.01 | 60 | RANGE 0.219 V | AC Read 220 mV | V | 0.01 | 60 | RANGE 0.219 V | AC Read 220 mV | V | 0.01 | 60 | RANGE 0.219 V | AC Read 220 mV | V | 0.01 | 60 | RANGE 0.219 V | AC Read 220 mV | V | 0.01 | 60 | RANGE 0.219 V | AC Read 220 mV | V | 0.01 | 60 | RANGE 0.219 V | AC Read 220 mV | V | 0.01 | 60 | RANGE 0.219 V | AC Read 220 mV | V | 0.01 | 60 | RANGE 0.219 V | AC Read 220 mV | V | 0.01 | 60 | RANGE 0.219 V | AC Read 220 mV | V | 0.01 | 60 | RANGE 0.219 V | AC Read 220 mV | V | 0.01 | 60 | RANGE 0.219 V | AC Read 220 mV | V | 0.01 | 60 | RANGE 0.219 V | AC Read 220 mV | V | 0.01 | 60 | RANGE 0.219 V | AC Read 220 mV | V | 0.01 | 60 | RANGE 0.219 V | AC Read 220 mV | V | 0.01 | 60 | RANGE 0.219 V | AC Read 220 mV | V | 0.01 | 60 | RANGE 0.219 V | AC Read 220 mV | V | 0.01 | 60 | RANGE 0.219 V | AC Read 220 mV | V | 0.01 | 60 | RANGE 0.219 V | AC Read 220 mV | V | 0.01 | 60 | RANGE 0.219 V | AC Read 220 mV | V | 0.01 | 60 | RANGE 0.219 V | AC Read 220 mV | V | 0.01 | 60 | RANGE 0.219 V | AC Read 220 mV | V | 0.01 | 60 | RANGE 0.219 V | AC Read 220 mV | V | 0.01 | 60 | RANGE 0.219 V | AC Read 220 mV | V | 0.01 | 60 | RANGE 0.219 V | AC Read 220 mV | V | 0.01 | 60 | RANGE 0.219 V | AC Read 220 mV | V | 0.01 | 60 | RANGE 0.219 V | AC Read 220 mV | V | 0.01 | 60 | RANGE 0.219 V | AC Read 220 mV | V | 0.01 | 60 | RANGE 0.219 V | AC Read 220 mV | V | 0.01 | 60 | RANGE 0.219 V | AC Read 220 mV | V | 0.01 | 60 | RANGE 0.219 V | AC Read 220 mV | V | 0.01 | 60 | RANGE 0.219 V | AC Read 220 mV | V | 0.01 | 60 | RANGE 0.219 V | AC Read 220 mV | V | 0.01 | 60 | RANGE 0.219 V | AC Read 220 mV | V | 0.01 | 60 | RANGE 0.219 V | AC Read 220 mV | V | 0.01 | 60 | RANGE 0.219 V | AC Read 220 mV | V | 0.01 | 60 | RANGE 0.219 V | AC Read 220 mV | V | 0.01 | 60 | RANGE 0.219 V | AC Read 220 mV | V | 0.01 | 60 | RANGE 0.219 V | AC Read 220 mV | V | 0.01 | 60 | RANGE 0.219 V | AC Read 220 mV | V | 0.01 | 60 | RANGE 0.219 V | AC Read 220 mV | V | 0.01 | 60 | RANGE 0.219 V | AC Read 220 mV | V | 0.01 | 60 | RANGE 0.219 V | AC Read 220 mV | V | 0.01 | 60 | RANGE 0.219 V | AC Read 220 mV | V | 0.01 | 60 | RANGE 0.219 V | AC Read 220 mV | V | 0.01 | 60 | RANGE 0.219 V | AC Read 220 mV | V | 0.01 | 60 | RANGE 0.219 V | AC Read 220 mV | V | 0.01 | 60 | RANGE 0.219 V | AC Read 220 mV | V | 0.01 | 60 | RANGE 0.219 V | AC Read 220 mV | V | 0.01 | 60 | RANGE 0.219 V | AC Read 220 mV | V | 0.01 | 60 | RANGE 0.219 V | AC Read 220 mV | V | 0.01 | 60 | RANGE 0.219 V | AC Read 220 mV | V | 0.01 | 60 | RANGE 0.219 V | AC Read 220 mV | V | 0.01 | 60 | RANGE 0.219 V | AC Read 220 mV | V | 0.01 | 60 | RANGE 0.219 V | AC Read 220 mV | V | 0.01 | 60 | RANGE 0.219 V | AC Read 220 mV | V | 0.01 | 60 | RANGE 0.219 V | AC Read 220 mV | V | 0.01 | 60 | RANGE 0.219 V | AC Read 220 mV | V | 0.01 | 60 | RANGE 0.219 V | AC Read 220 mV | V | 0.01 | 60 | RANGE 0.219 V | AC Read 220 mV | V | 0.01 | 60 | RANGE 0.219 V | AC Read 220 mV | V | 0.01 | 60 | RANGE 0.219 V | AC Read 220 mV | V | 0.01 | 60 | RANGE 0.219 V | AC Read 220 mV | V | 0.01 | 60 | RANGE 0.219 V | AC Read 220 mV | V | 0.01 | 60 | RANGE 0.219 V | AC Read 220 mV | V | 0.01 | 60 | RANGE 0.219 V | AC Read 220 mV | V | 0.01 | 60 | RANGE 0.219 V | AC Read 220 mV | V | 0.01 | 60 | RANGE 0.219 V | AC Read 220 mV | V | 0.01 | 60 | RANGE 0.219 V | AC Read 220 mV | V | 0.01 | 60 | RANGE 0.219 V | AC Read 220 mV | V | 0.01 | 60 | RANGE 0.219 V | AC Read 220 mV | V | 0.01 | 60 | RANGE 0.219 V | AC Read 220 mV | V | 0.01 | 60 | RANGE 0.219 V | AC Read 220 mV | V | 0.01 | 60 | RANGE 0.219 V | AC Read 220 mV | V | 0.01 | 60 | RANGE 0.219 V | AC Read 220 mV | V | 0.01 | 60 | RANGE 0.219 V | AC Read 220 mV | V | 0.01 | 60 | RANGE 0.219 V | AC Read 220 mV | V | 0.01 | 60 | RANGE 0.219 V | AC Read 220 mV | V | 0.01 | 60 | RANGE 0.219 V | AC Read 220 mV | V | 0.01 | 60 | RANGE 0.219 V | AC Read 220 mV | V | 0.01 | 60 | RANGE 0.219 V | AC Read 220 mV | V | 0.01 | 60 | RANGE 0.219 V | AC Read 220 mV | V | 0.01 | 60 | RANGE 0.219 V | AC Read 220 mV | V | 0.01 | 60 | RANGE 0.219 V | AC Read 220 mV | V | 0.01 | 60 | RANGE 0.219 V | AC Read 220 mV | V | 0.01 | 60 | RANGE 0.219 V | AC Read 220 mV | V | 0.01 | 60 | RANGE 0.219 V | AC Read 220 mV | V | 0.01 | 60 | RANGE 0.219 V | AC Read 220 mV | V | 0.01 | 60 | RANGE 0.219 V | AC Read 220 mV | V | 0.01 | 60 | RANGE 0.219 V | AC Read 220 mV | V | 0.01 | 60 | RANGE 0.219 V | AC Read 220 mV | V | 0.01 | 60 | RANGE 0.219 V | AC Read 220 mV | V | 0.01 | 60 | RANGE 0.219 V | AC Read 220 mV | V | 0.01 | 60 | RANGE 0.219 V | AC Read 220 mV | V | 0.01 | 60 | RANGE 0.219 V | AC Read 220 mV | V | 0.01 | 60 | RANGE 0.219 V | AC Read 220 mV | V | 0.01 | 60 | RANGE 0.219 V | AC Read 220 mV | V | 0.01 | 60 | RANGE 0.219 V | AC Read 220 mV | V | 0.01 | 60 | RANGE 0.219 V | AC Read 220 mV | V | 0.01 | 60 | RANGE 0.219 V | AC Read 220 mV | V | 0.01 | 60 | RANGE 0.219 V | AC Read 220 mV | V | 0.01 | 60 | RANGE 0.219 V | AC Read 220 mV | V | 0.01 | 60 | RANGE 0.219 V | AC Read 220 mV | V | 0.01 | 60 | RANGE 0.219 V | AC Read 220 mV | V | 0.01 | 60 | RANGE 0.219 V | AC Read 220 mV | V | 0.01 | 60 | RANGE 0.219 V | AC Read 220 mV | V | 0.01 | 60 | RANGE 0.219 V | AC Read 220 mV | V | 0.01 | 60 | RANGE 0.219 V | AC Read 220 mV | V | 0.01 | 60 | RANGE 0.219 V | AC Read 220 mV | V | 0.01 | 60 | RANGE 0.219 V | AC Read 220 mV | V | 0.01 | 60 | RANGE 0.219 V | AC Read 220 mV | V | 0.01 | 60 | RANGE 0.219 V | AC Read 220 mV | V | 0.01 | 60 | RANGE 0.219 V | AC Read 220 mV | V | 0.01 | 60 | RANGE 0.219 V | AC Read 220 mV | V | 0.01 | 60 | RANGE 0.219 V | AC Read 220 mV | V | 0.01 | 60 | RANGE 0.219 V | AC Read 220 mV | V | 0.01 | 60 | RANGE 0.219 V | AC Read 220 mV | V | 0.01 | 60 | RANGE 0.219 V | AC Read 220 mV | V | 0.01 | 60 | RANGE 0.219 V | AC Read 220 mV | V | 0.01 | 60 | RANGE 0.219 V | AC Read 220 mV | V | 0.01 | 60 | RANGE 0.219 V | AC Read 220 mV | V | 0.01 | 60 | RANGE 0.219 V | AC Read 220 mV | V | 0.01 | 60 | RANGE 0.219 V | AC Read 220 mV | V | 0.01 | 60 | RANGE 0.219 V | AC Read 220 mV | V | 0.01 | 60 | RANGE 0.219 V | AC Read 220 mV | V | 0.01 | 60 | RANGE 0.219 V | AC Read 220 mV | V | 0.01 | 60 | RANGE 0.219 V | AC Read 220 mV | V | 0.01 | 60 | RANGE 0.219 V | AC Read 220 mV | V | 0.01 | 60 | RANGE 0.219 V | AC Read 220 mV | V | 0.01 | 60 | RANGE 0.219 V | AC Read 220 mV | V | 0.01 | 60 | RANGE 0.219 V | AC Read 220 mV | V | 0.01 | 60 | RANGE 0.219 V | AC Read 220 mV | V | 0.01 | 60 | RANGE 0.219 V | AC Read 220 mV | V | 0.01 | 60 | RANGE 0.219 V | AC Read 220 mV | V | 0.01 | 60 | RANGE 0.219 V | AC Read 220 mV | V | 0.01 | 60 | RANGE 0.219 V | AC Read 220 mV | V | 0.01 | 60 | RANGE 0.219 V | AC Read 220 mV | V | 0.01 | 60 | RANGE 0.219 V | AC Read 220 mV | V | 0.01 | 60 | RANGE 0.219 V | AC Read 220 mV | V | 0.01 | 60 | RANGE 0.219 V | AC Read 220 mV | V | 0.01 | 60 | RANGE 0.219 V | AC Read 220 mV | V | 0.01 | 60 | RANGE 0.219 V | AC Read 220 mV | V | 0.01 | 60 | RANGE 0.219 V | AC Read 220 mV | V | 0.01 | 60 | RANGE 0.219 V | AC Read 220 mV | V | 0.01 | 60 | RANGE 0.219 V | AC Read 220 mV | V | 0.01 | 60 | RANGE 0.219 V | AC Read 220 mV | V | 0.01 | 60 | RANGE 0.219 V | AC Read 220 mV | V | 0.01 | 60 | RANGE 0.219 V | AC Read 220 mV | V | 0.01 | 60 | RANGE 0.219 V | AC Read 220 mV | V | 0.01 | 60 | RANGE 0.219 V | AC Read 220 mV | V | 0.01 | 60 | RANGE 0.219 V | AC Read 220 mV | V | 0.01 | 60 | RANGE 0.219 V | AC Read 220 mV | V | 0.01 | 60 | RANGE 0.219 V | AC Read 220 mV | V | 0.01 | 60 | RANGE 0.219 V | AC Read 220 mV | V | 0.01 | 60 | RANGE 0.219 V | AC Read 220 mV | V | 0.01 | 60 | RANGE 0.219 V | AC Read 220 mV | V | 0.01 | 60 | RANGE 0.219 V | AC Read 220 mV | V | 0.01 | 60 | RANGE 0.219 V | AC Read 220 mV | V | 0.01 | 60 | RANGE 0.219 V | AC Read 220 mV | V | 0.01 | 60 | RANGE 0.219 V | AC Read 220 mV | V | 0.01 | 60 | RANGE 0.219 V | AC Read 220 mV | V | 0.01 | 60 | RANGE 0.219 V | AC Read 220 mV | V | 0.01 | 60 | RANGE 0.219 V | AC Read 220 mV | V | 0.01 | 60 | RANGE 0.219 V | AC Read 220 mV | V | 0.01 | 60 | RANGE 0.219 V | AC Read 220 mV | V | 0.01 | 60 | RANGE 0.219 V | AC Read 220 mV | V | 0.01 | 60 | RANGE 0.219 V | AC Read 220 mV | V | 0.01 | 60 | RANGE 0.219 V | AC Read 220 mV | V | 0.01 | 60 | RANGE 0.219 V | AC Read 220 mV | V | 0.01 | 60 | RANGE 0.219 V | AC Read 220 mV | V | 0.01 | 60 | RANGE 0.219 V | AC Read 220 mV | V | 0.01 | 60 | RANGE 0.219 V | AC Read 220 mV | V | 0.01 | 60 | RANGE 0.219 V | AC Read 220 mV | V | 0.01 | 60 | RANGE 0.219 V | AC Read 220 mV | V | 0.01 | 60 | RANGE 0.219 V | AC Read 220 mV | V | 0.01 | 60 | RANGE 0.219 V | AC Read 220 mV | V | 0.01 | 60 | RANGE 0.219 V | AC Read 220 mV | V | 0.01 | 60 | RANGE 0.219 V | AC Read 220 mV | V | 0.01 | 60 | RANGE 0.219 V | AC Read 220 mV | V | 0.01 | 60 | RANGE 0.219 V | AC Read 220 mV | V | 0.01 | 60 | RANGE 0.219 V | AC Read 220 mV | V | 0.01 | 60 | RANGE 0.219 V | AC Read 220 mV | V | 0.01 | 60 | RANGE 0.219 V | AC Read 220 mV | V | 0.01 | 60 | RANGE 0.219 V | AC Read 220 mV | V | 0.01 | 60 | RANGE 0.219 V | AC Read 220 mV | V | 0.01 | 60 | RANGE 0.219 V | AC Read 220 mV | V | 0.01 | 60 | RANGE 0.219 V | AC Read 220 mV | V | 0.01 | 60 | RANGE 0.219 V | AC Read 220 mV | V | 0.01 | 60 | RANGE 0.219 V | AC Read 220 mV | V | 0.01 | 60 | RANGE 0.219 V | AC Read 220 mV | V | 0.01 | 60 | RANGE 0.219 V | AC Read 220 mV | V | 0.01 | 60 | RANGE 0.219 V | AC Read 220 mV | V | 0.01 | 60 | RANGE 0.219 V | AC Read 220 mV | V | 0.01 | 60 | RANGE 0.219 V | AC Read 220 mV | V | 0.01 | 60 | RANGE 0.219 V | AC Read 220 mV | V | 0.01 | 60 | RANGE 0.219 V | AC Read 220 mV | V | 0.01 | 60 | RANGE 0.219 V | AC Read 220 mV | V | 0.01 | 60 | RANGE 0.219 V | AC Read 220 mV | V | 0.01 | 60 | RANGE 0.219 V | AC Read 220 mV | V | 0.01 | 60 | RANGE 0.219 V | AC Read 220 mV | V | 0.01 | 60 | RANGE 0.219 V | AC Read 220 mV | V | 0.01 | 60 | RANGE 0.219 V | AC Read 220 mV | V | 0.01 | 60 | RANGE 0.219 V | AC Read 220 mV | V | 0.01 | 60 | RANGE 0.219 V | AC Read 220 mV | V | 0.01 | 60 | RANGE 0.219 V | AC Read 220 mV | V | 0.01 | 60 | RANGE 0.219 V | AC Read 220 mV | V | 0.01 | 60 | RANGE 0.219 V | AC Read 220 mV | V | 0.01 | 60 | RANGE 0.219 V | AC Read 220 mV | V | 0.01 | 60 | RANGE 0.219 V | AC Read 220 mV | V | 0.01 | 60 | RANGE 0.219 V | AC Read 220 mV | V | 0.01 | 60 | RANGE 0.219 V | AC Read 220 mV | V | 0.01 | 60 | RANGE 0.219 V | AC Read 220 mV | V | 0.01 | 60 | RANGE 0.219 V | AC Read 220 mV | V | 0.01 | 60 | RANGE 0.219 V | AC Read 220 mV | V | 0.01 | 60 | RANGE 0.219 V | AC Read 220 mV | V | 0.01 | 60 | RANGE 0.219 V | AC Read 220 mV | V | 0.01 | 60 | RANGE 0.219 V | AC Read 220 mV | V | 0.01 | 60 | RANGE 0.219 V | AC Read 220 mV | V | 0.01 | 60 | RANGE 0.219 V | AC Read 220 mV | V | 0.01 | 60 | RANGE 0.219 V | AC Read 220 mV | V | 0.01 | 60 | RANGE 0.219 V | AC Read 220 mV | V | 0.01 | 60 | RANGE 0.219 V | AC Read 220 mV | V | 0.01 | 60 | RANGE 0.219 V | AC Read 220 mV | V | 0.01 | 60 | RANGE 0.219 V | AC Read 220 mV | V | 0.01 | 60 | RANGE 0.219 V | AC Read 220 mV | V | 0.01 | 60 | RANGE 0.219 V | AC Read 220 mV | V | 0.01 | 60 | RANGE 0.219 V | AC Read 220 mV | V | 0.01 | 60 | RANGE 0.219 V | AC Read 220 mV | V | 0.01 | 60 | RANGE 0.219 V | AC Read 220 mV | V | 0.01 | 60 | RANGE 0.219 V | AC Read 220 mV | V | 0.01 | 60 | RANGE 0.219 V | AC Read 220 mV | V | 0.01 | 60 | RANGE 0.219 V | AC Read 220 mV | V | 0.01 | 60 | RANGE 0.219 V | AC Read 220 mV | V | 0.01 | 60 | RANGE 0.219 V | AC Read 220 mV | V | 0.01 | 60 | RANGE 0.219 V | AC Read 220 mV | V | 0.01 | 60 | RANGE 0.219 V | AC Read 220 mV | V | 0.01 | 60 | RANGE 0.219 V | AC Read 220 mV | V | 0.01 | 60 | RANGE 0.219 V | AC Read 220 mV | V | 0.01 | 60 | RANGE 0.219 V | AC Read 220 mV | V | 0.01 | 60 | RANGE 0.219 V | AC Read 220 mV | V | 0.01 | 60 | RANGE 0.219 V | AC Read 220 mV | V | 0.01 | 60 | RANGE 0.219 V | AC Read 220 mV | V | 0.01 | 60 | RANGE 0.219 V | AC Read 220 mV | V | 0.01 | 60 | RANGE 0.219 V | AC Read 220 mV | V | 0.01 | 60 | RANGE 0.219 V | AC Read 220 mV | V | 0.01 | 60 | RANGE 0.219 V | AC Read 220 mV | V | 0.01 | 60 | RANGE 0.219 V | AC Read 220 mV | V | 0.01 | 60 | RANGE 0.219 V | AC Read 220 mV | V | 0.01 | 60 | RANGE 0.219 V | AC Read 220 mV | V | 0.01 | 60 | RANGE 0.219 V | AC Read 220 mV | V | 0.01 | 60 | RANGE 0.219 V | AC Read 220 mV | V | 0.01 | 60 | RANGE 0.219 V | AC Read 220 mV | V | 0.01 | 60 | RANGE 0.219 V | AC Read 220 mV | V | 0.01 | 60 | RANGE 0.219 V | AC Read 220 mV | V | 0.01 | 60 | RANGE 0.219 V | AC Read 220 mV | V | 0.01 | 60 | RANGE 0.219 V | AC Read 220 mV | V | 0.01 | 60 | RANGE 0.219 V | AC Read 220 mV | V | 0.01 | 60 | RANGE 0.219 V | AC Read 220 mV | V | 0.01 | 60 | RANGE 0.219 V | AC Read 220 mV | V | 0.01 | 60 | RANGE 0.219 V | AC Read 220 mV | V | 0.01 | 60 | RANGE 0.219 V | AC Read 220 mV | V | 0.01 | 60 | RANGE 0.219 V | AC Read 220 mV | V | 0.01 | 60 | RANGE 0.219 V | AC Read 220 mV | V | 0.01 | 60 | RANGE 0.219 V | AC Read 220 mV | V | 0.01 | 60 | RANGE 0.219 V | AC Read 220 mV | V | 0.01 | 60 | RANGE 0.219 V | AC Read 220 mV | V | 0.01 | 60 | RANGE 0.219 V | AC Read 220 mV | V | 0.01 | 60 | RANGE 0.219 V | AC Read 220 mV | V | 0.01 | 60 | RANGE 0.219 V | AC Read 220 mV | V | 0.01 | 60 | RANGE 0.219 V | AC Read 220 mV | V | 0.01 | 60 | RANGE 0.219 V | AC Read 220 mV | V | 0.01 | 60 | RANGE 0.219 V | AC Read 220 mV | V | 0.01 | 60 | RANGE 0.219 V | AC Read 220 mV | V | 0.01 | 60 | RANGE 0.219 V | AC Read 220 mV | V | 0.01 | 60 | RANGE 0.219 V | AC Read 220 mV | V | 0.01 | 60 | RANGE 0.219 V | AC Read 220 mV | V | 0.01 | 60 | RANGE 0.219 V | AC Read 220 mV | V | 0.01 | 60 | RANGE 0.219 V | AC Read 220 mV | V | 0.01 | 60 | RANGE 0.219 V | AC Read 220 mV | V | 0.01 | 60 | RANGE 0.219 V | AC Read 220 mV | V | 0.01 | 60 | RANGE 0.219 V | AC Read 220 mV | V | 0.01 | 60 | RANGE 0.219 V | AC Read 220 mV | V | 0.01 | 60 | RANGE 0.219 V | AC Read 220 mV | V | 0.01 | 60 | RANGE 0.219 V | AC Read 220 mV | V | 0.01 | 60 | RANGE 0.219 V | AC Read 220 mV | V | 0.01 | 60 | RANGE 0.219 V | AC Read 220 mV | V | 0.01 | 60 | RANGE 0.219 V | AC Read 220 mV | V | 0.01 | 60 | RANGE 0.219 V | AC Read 220 mV | V | 0.01 | 60 | RANGE 0.219 V | AC Read 220 mV | V | 0.01 | 60 | RANGE 0.219 V | AC Read 220 mV | V | 0.01 | 60 | RANGE 0.219 V | AC Read 220 mV | V | 0.01 | 60 | RANGE 0.219 V | AC Read 220 mV | V | 0.01 | 60 | RANGE 0.219 V | AC Read 220 mV | V | 0.01 | 60 | RANGE 0.219 V | AC Read 220 mV | V | 0.01 | 60 | RANGE 0.219 V | AC Read 220 mV | V | 0.01 | 60 | RANGE 0.219 V | AC Read 220 mV | V | 0.01 | 60 | RANGE 0.219 V | AC Read 220 mV | V | 0.01 | 60 | RANGE 0.219 V | AC Read 220 mV | V | 0.01 | 60 | RANGE 0.219 V | AC Read 220 mV | V | 0.01 | 60 | RANGE 0.219 V | AC Read 220 mV | V | 0.01 | 60 | RANGE 0.219 V | AC Read 220 mV | V | 0.01 | 60 | RANGE 0.219 V | AC Read 220 mV | V | 0.01 | 60 | RANGE 0.219 V | AC Read 220 mV | V | 0.01 | 60 | RANGE 0.219 V | AC Read 220 mV | V | 0.01 | 60 | RANGE 0.219 V | AC Read 220 mV | V | 0.01 | 60 | RANGE 0.219 V | AC Read 220 mV | V | 0.01 | 60 | RANGE 0.219 V | AC Read 220 mV | V | 0.01 | 60 | RANGE 0.219 V | AC Read 220 mV | V | 0.01 | 60 | RANGE 0.219 V | AC Read 220 mV | V | 0.01 | 60 | RANGE 0.219 V | AC Read 220 mV | V | 0.01 | 60 | RANGE 0.219 V | AC Read 220 mV | V | 0.01 | 60 | RANGE 0.219 V | AC Read 220 mV | V | 0.01 | 60 | RANGE 0.219 V | AC Read 220 mV | V | 0.01 | 60 | RANGE 0.219 V | AC Read 220 mV | V | 0.01 | 60 | RANGE 0.219 V | AC Read 220 mV | V | 0.01 | 60 | RANGE 0.219 V | AC Read 220 mV | V | 0.01 | 60 | RANGE 0.219 V | AC Read 220 mV | V | 0.01 | 60 | RANGE 0.219 V | AC Read 220 mV | V | 0.01 | 60 | RANGE 0.219 V | AC Read 220 mV | V | 0.01 | 60 | RANGE 0.219 V | AC Read 220 mV | V | 0.01 | 60 | RANGE 0.219 V | AC Read 220 mV | V | 0.01 | 60 | RANGE 0.219 V | AC Read 220 mV | V | 0.01 | 60 | RANGE 0.219 V | AC Read 220 mV | V | 0.01 | 60 | RANGE 0.219 V | AC Read 220 mV | V | 0.01 | 60 | RANGE 0.219 V | AC Read 220 mV | V | 0.01 | 60 | RANGE 0.219 V | AC Read 220 mV | V | 0.01 | 60 | RANGE 0.219 V | AC Read 220 mV | V | 0.01 | 60 | RANGE 0.219 V | AC Read 220 mV | V | 0.01 | 60 | RANGE 0.219 V | AC Read 220 mV | V | 0.01 | 60 | RANGE 0.219 V | AC Read 220 mV | V | 0.01 | 60 | RANGE 0.219 V | AC Read 220 mV | V | 0.01 | 60 | RANGE 0.219 V | AC Read 220 mV | V | 0.01 | 60 | RANGE 0.219 V | AC Read 220 mV | V | 0.01 | 60 | RANGE 0.219 V | AC Read 220 mV | V | 0.01 | 60 | RANGE 0.219 V | AC Read 220 mV | V | 0.01 | 60 | RANGE 0.219 V | AC Read 220 mV | V | 0.01 | 60 | RANGE 0.219 V | AC Read 220 mV | V | 0.01 | 60 | RANGE 0.219 V | AC Read 220 mV | V | 0.01 | 60 | RANGE 0.219 V | AC Read 220 mV | V | 0.01 | 60 | RANGE 0.219 V | AC Read 220 mV | V | 0.01 | 60 | RANGE 0.219 V | AC Read 220 mV | V | 0.01 | 60 | RANGE 0.219 V | AC Read 220 mV | V | 0.01 | 60 | RANGE 0.219 V | AC Read 220 mV | V | 0.01 | 60 | RANGE 0.219 V | AC Read 220 mV | V | 0.01 | 60 | RANGE 0.219 V | AC Read 220 mV | V | 0.01 | 60 | RANGE 0.219 V | AC Read 220 mV | V | 0.01 | 60 | RANGE 0.219 V | AC Read 220 mV | V | 0.01 | 60 | RANGE 0.219 V | AC Read 220 mV | V | 0.01 | 60 | RANGE 0.219 V | AC Read 220 mV | V | 0.01 | 60 | RANGE 0.219 V | AC Read 220 mV | V | 0.01 | 60 | RANGE 0.219 V | AC Read 220 mV | V | 0.01 | 60 | RANGE 0.219 V | AC Read 220 mV | V | 0.01 | 60 | RANGE 0.219 V | AC Read 220 mV | V | 0.01 | 60 | RANGE 0.219 V | AC Read 220 mV | V | 0.01 | 60 | RANGE 0.219 V | AC Read 220 mV | V | 0.01 | 60 | RANGE 0.219 V | AC Read 220 mV | V | 0.01 | 60 | RANGE 0.219 V | AC Read 220 mV | V | 0.01 | 60 | RANGE 0.219 V | AC Read 220 mV | V | 0.01 | 60 | RANGE 0.219 V | AC Read 220 mV | V | 0.01 | 60 | RANGE 0.219 V | AC Read 220 mV | V | 0.01 | 60 | RANGE 0.219 V | AC Read 220 mV | V | 0.01 | 60 | RANGE 0.219 V | AC Read 220 mV | V | 0.01 | 60 | RANGE 0.219 V | AC Read 220 mV | V | 0.01 | 60 | RANGE 0.219 V | AC Read 220 mV | V | 0.01 | 60 | RANGE 0.219 V | AC Read 220 mV | V | 0.01 | 60 | RANGE 0.219 V | AC Read 220 mV | V | 0.01 | 60 | RANGE 0.219 V | AC Read 220 mV | V | 0.01 | 60 | RANGE 0.219 V | AC Read 220 mV | V | 0.01 | 60 | RANGE 0.219 V | AC Read 220 mV | V | 0.01 | 60 | RANGE 0.219 V | AC Read 220 mV | V | 0.01 | 60 | RANGE 0.219 V | AC Read 220 mV | V | 0.01 | 60 | RANGE 0.219 V | AC Read 220 mV | V | 0.01 | 60 | RANGE 0.219 V | AC Read 220 mV | V | 0.01 | 60 | RANGE 0.219 V | AC Read 220 mV | V | 0.01 | 60 | RANGE 0.219 V | AC Read 220 mV | V | 0.01 | 60 | RANGE 0.219 V | AC Read 220 mV | V | 0.01 | 60 | RANGE 0.219 V | AC Read 220 mV | V | 0.01 | 60 | RANGE 0.219 V | AC Read 220 mV | V | 0.01 | 60 | RANGE 0.219 V | AC Read 220 mV | V | 0.01 | 60 | RANGE 0.219 V | AC Read 220 mV | V | 0.01 | 60 | RANGE 0.219 V | AC Read 220 mV | V | 0.01 | 60 | RANGE 0.219 V | AC Read 220 mV | V | 0.01 | 60 | RANGE 0.219 V | AC Read 220 mV | V | 0.01 | 60 | RANGE 0.219 V | AC Read 220 mV | V | 0.01 | 60 | RANGE 0.219 V | AC Read 220 mV | V | 0.01 | 60 | RANGE 0.219 V | AC Read 220 mV | V | 0.01 | 60 | RANGE 0.219 V | AC Read 220 mV | V | 0.01 | 60 | RANGE 0.219 V | AC Read 220 mV | V | 0.01 | 60 | RANGE 0.219 V | AC Read 220 mV | V | 0.01 | 60 | RANGE 0.219 V | AC Read 220 mV | V | 0.01 | 60 | RANGE 0.219 V | AC Read 220 mV | V | 0.01 | 60 | RANGE 0.219 V | AC Read 220 mV | V | 0.01 | 60 | RANGE 0.219 V | AC Read 220 mV | V | 0.01 | 60 | RANGE 0.219 V | AC Read 220 mV | V | 0.01 | 60 | RANGE 0.219 V | AC Read 220 mV | V | 0.01 | 60 | RANGE 0.219 V | AC Read 220 mV | V | 0.01 | 60 | RANGE 0.219 V | AC Read 220 mV | V | 0.01 | 60 | RANGE 0.219 V | AC Read 220 mV | V | 0.01 | 60 | RANGE 0.219 V | AC Read 220 mV | V | 0.01 | 60 | RANGE 0.219 V | AC Read 220 mV | V | 0.01 | 60 | RANGE 0.219 V | AC Read 220 mV | V | 0.01 | 60 | RANGE 0.219 V | AC Read 220 mV | V | 0.01 | 60 | RANGE 0.219 V | AC Read 220 mV | V | 0.01 | 60 | RANGE 0.219 V | AC Read 220 mV | V | 0.01 | 60 | RANGE 0.219 V | AC Read 220 mV | V | 0.01 | 60 | RANGE 0.219 V | AC Read 220 mV | V | 0.01 | 60 | RANGE 0.219 V | AC Read 220 mV | V | 0.01 | 60 | RANGE 0.219 V | AC Read 220 mV | V | 0.01 | 60 | RANGE 0.219 V | AC Read 220 mV | V | 0.01 | 60 | RANGE 0.219 V | AC Read 220 mV | V | 0.01 | 60 | RANGE 0.219 V | AC Read 220 mV | V | 0.01 | 60 | RANGE 0.219 V | AC Read 220 mV | V | 0.01 | 60 | RANGE 0.219 V | AC Read 220 mV | V | 0.01 | 60 | RANGE 0.219 V | AC Read 220 mV | V | 0.01 | 60 | RANGE 0.219 V | AC Read 220 mV | V | 0.01 | 60 | RANGE 0.219 V | AC Read 220 mV | V | 0.01 | 60 | RANGE 0.219 V | AC Read 220 mV | V | 0.01 | 60 | RANGE 0.219 V | AC Read 220 mV | V | 0.01 | 60 | RANGE 0.219 V | AC Read 220 mV | V | 0.01 | 60 | RANGE 0.219 V | AC Read 220 mV | V | 0.01 | 60 | RANGE 0.219 V | AC Read 220 mV | V | 0.01 | 60 | RANGE 0.219 V | AC Read 220 mV | V | 0.01 | 60 | RANGE 0.219 V | AC Read 220 mV | V | 0.01 | 60 | RANGE 0.219 V | AC Read 220 mV | V | 0.01 | 60 | RANGE 0.219 V | AC Read 220 mV | V | 0.01 | 60 | RANGE 0.219 V | AC Read 220 mV | V | 0.01 | 60 | RANGE 0.219 V | AC Read 220 mV | V | 0.01 | 60 | RANGE 0.219 V | AC Read 220 mV | V | 0.01 | 60 | RANGE 0.219 V | AC Read 220 mV | V | 0.01 | 60 | RANGE 0.219 V | AC Read 220 mV | V | 0.01 | 60 | RANGE 0.219 V | AC Read 220 mV | V | 0.01 | 60 | RANGE 0.219 V | AC Read 220 mV | V | 0.01 | 60 | RANGE 0.219 V | AC Read 220 mV | V | 0.01 | 60 | RANGE 0.219 V | AC Read 220 mV | V | 0.01 | 60 | RANGE 0.219 V | AC Read 220 mV | V | 0.01 | 60 | RANGE 0.219 V | AC Read 220 mV | V | 0.01 | 60 | RANGE 0.219 V | AC Read 220 mV | V | 0.01 | 60 | RANGE 0.219 V | AC Read 220 mV | V | 0.01 | 60 | RANGE 0.219 V | AC Read 220 mV | V | 0.01 | 60 | RANGE 0.219 V | AC Read 220 mV | V | 0.01 | 60 | RANGE 0.219 V | AC Read 220 mV | V | 0.01 | 60 | RANGE 0.219 V | AC Read 220 mV | V | 0.01 | 60 | RANGE 0.219 V | AC Read 220 mV | V | 0.01 | 60 | RANGE 0.219 V | AC Read 220 mV | V | 0.01 | 60 | RANGE 0.219 V | AC Read 220 mV | V | 0.01 | 60 | RANGE 0.219 V | AC Read 220 mV | V | 0.01 | 60 | RANGE 0.219 V | AC Read 220 mV | V | 0.01 | 60 | RANGE 0.219 V | AC Read 220 mV | V | 0.01 | 60 | RANGE 0.219 V | AC Read 220 mV | V | 0.01 | 60 | RANGE 0.219 V | AC Read 220 mV | V | 0.01 | 60 | RANGE 0.219 V | AC Read 220 mV | V | 0.01 | 60 | RANGE 0.219 V | AC Read 220 mV | V | 0.01 | 60 | RANGE 0.219 V | AC Read 220 mV | V | 0.01 | 60 | RANGE 0.219 V | AC Read 220 mV | V | 0.01 | 60 | RANGE 0.219 V | AC Read 220 mV | V | 0.01 | 60 | RANGE 0.219 V | AC Read 220 mV | V | 0.01 | 60 | RANGE 0.219 V | AC Read 220 mV | V | 0.01 | 60 | RANGE 0.219 V | AC Read 220 mV | V | 0.01 | 60 | RANGE 0.219 V | AC Read 220 mV | V | 0.01 | 60 | RANGE 0.219 V | AC Read 220 mV | V | 0.01 | 60 | RANGE 0.219 V | AC Read 220 mV | V | 0.01 | 60 | RANGE 0.219 V | AC Read 220 mV | V | 0.01 | 60 | RANGE 0.219 V | AC Read 220 mV | V | 0.01 | 60 | RANGE 0.219 V | AC Read 220 mV | V | 0.01 | 60 | RANGE 0.219 V | AC Read 220 mV | V | 0.01 | 60 | RANGE 0.219 V | AC Read 220 mV | V | 0.01 | 60 | RANGE 0.219 V | AC Read 220 mV | V | 0.01 | 60 | RANGE 0.219 V | AC Read 220 mV | V | 0.01 | 60 | RANGE 0.219 V | AC Read 220 mV | V | 0.01 | 60 | RANGE 0.219 V | AC Read 220 mV | V | 0.01 | 60 | RANGE 0.219 V | AC Read 220 mV | V | 0.01 | 60 | RANGE 0.219 V | AC Read 220 mV | V | 0.01 | 60 | RANGE 0.219 V | AC Read 220 mV | V | 0.01 | 60 | RANGE 0.219 V | AC Read 220 mV | V | 0.01 | 60 | RANGE 0.219 V | AC Read 220 mV | V | 0.01 | 60 | RANGE 0.219 V | AC Read 220 mV | V | 0.01 | 60 | RANGE 0.219 V | AC Read 220 mV | V | 0.01 | 60 | RANGE 0.219 V | AC Read 220 mV | V | 0.01 | 60 | RANGE 0.219 V | AC Read 220 mV | V | 0.01 | 60 | RANGE 0.219 V | AC Read 220 mV | V | 0.01 | 60 | RANGE 0.219 V | AC Read 220 mV | V | 0.01 | 60 | RANGE 0.219 V | AC Read 220 mV | V | 0.01 | 60 | RANGE 0.219 V | AC Read 220 mV | V | 0.01 | 60 | RANGE 0.219 V | AC Read 220 mV | V | 0.01 | 60 | RANGE 0.219 V | AC Read 220 mV | V | 0.01 | 60 | RANGE 0.219 V | AC Read 220 mV | V | 0.01 | 60 | RANGE 0.219 V | AC Read 220 mV | V | 0.01 | 60 | RANGE 0.219 V | AC Read 220 mV | V | 0.01 | 60 | RANGE 0.219 V | AC Read 220 mV | V | 0.01 | 60 | RANGE 0.219 V | AC Read 220 mV | V | 0.01 | 60 | RANGE 0.219 V | AC Read 220 mV | V | 0.01 | 60 | RANGE 0.219 V | AC Read 220 mV | V | 0.01 | 60 | RANGE 0.219 V | AC Read 220 mV | V | 0.01 | 60 | RANGE 0.219 V | AC Read 220 mV | V | 0.01 | 60 | RANGE 0.219 V | AC Read 220 mV | V | 0.01 | 60 | RANGE 0.219 V | AC Read 220 mV | V | 0.01 | 60 | RANGE 0.219 V | AC Read 220 mV | V | 0.01 | 60 | RANGE 0.219 V | AC Read 220 mV | V | 0.01 | 60 | RANGE 0.219 V | AC Read 220 mV | V | 0.01 | 60 | RANGE 0.219 V | AC Read 220 mV | V | 0.01 | 60 | RANGE 0.219 V | AC Read 220 mV | V | 0.01 | 60 | RANGE 0.219 V | AC Read 220 mV | V | 0.01 | 60 | RANGE 0.219 V | AC Read 220 mV | V | 0.01 | 60 | RANGE 0.219 V | AC Read 220 mV | V | 0.01 | 60 | RANGE 0.219 V | AC Read 220 mV | V | 0.01 | 60 | RANGE 0.219 V | AC Read 220 mV | V | 0.01 | 60 | RANGE 0.219 V | AC Read 220 mV | V | 0.01 | 60 | RANGE 0.219 V | AC Read 220 mV | V | 0.01 | 60 | RANGE 0.219 V | AC Read 220 mV | V | 0.01 | 60 | RANGE 0.219 V | AC Read 220 mV | V | 0.01 | 60 | RANGE 0.219 V | AC Read 220 mV | V | 0.01 | 60 | RANGE 0.219 V | AC Read 220 mV | V | 0.01 | 60 | RANGE 0.219 V | AC Read 220 mV | V | 0.01 | 60 | RANGE 0.219 V | AC Read 220 mV | V | 0.01 | 60 | RANGE 0.219 V | AC Read 220 mV | V | 0.01 | 60 | RANGE 0.219 V | AC Read 220 mV | V | 0.01 | 60 | RANGE 0.219 V | AC Read 220 mV | V | 0.01 | 60 | RANGE 0.219 V | AC Read 220 mV | V | 0.01 | 60 | RANGE 0.219 V | AC Read 220 mV | V | 0.01 | 60 | RANGE 0.219 V | AC Read 220 mV | V | 0.01 | 60 | RANGE 0.219 V | AC Read 220 mV | V | 0.01 | 60 | RANGE 0.219 V | AC Read 220 mV | V | 0.01 | 60 | RANGE 0.219 V | AC Read 220 mV | V | 0.01 | 60 | RANGE 0.219 V | AC Read 220 mV | V | 0.01 | 60 | RANGE 0.219 V | AC Read 220 mV | V | 0.01 | 60 | RANGE 0.219 V | AC Read 220 mV | V | 0.01 | 60 | RANGE 0.219 V | AC Read 220 mV | V | 0.01 | 60 | RANGE 0.219 V | AC Read 220 mV | V | 0.01 | 60 | RANGE 0.219 V | AC Read 220 mV | V | 0.01 | 60 | RANGE 0.219 V | AC Read 220 mV | V | 0.01 | 60 | RANGE 0.219 V | AC Read 220 mV | V | 0.01 | 60 | RANGE 0.219 V | AC Read 220 mV | V | 0.01 | 60 | RANGE 0.219 V | AC Read 220 mV | V | 0.01 | 60 | RANGE 0.219 V | AC Read 220 mV | V | 0.01 | 60 | RANGE 0.219 V | AC Read 220 mV | V | 0.01 | 60 | RANGE 0.219 V | AC Read 220 mV | V | 0.01 | 60 | RANGE 0.219 V | AC Read 220 mV | V | 0.01 | 60 | RANGE 0.219 V | AC Read 220 mV | V | 0.01 | 60 | RANGE 0.219 V | AC Read 220 mV | V | 0.01 | 60 | RANGE 0.219 V | AC Read 220 mV | V | 0.01 | 60 | RANGE 0.219 V | AC Read 220 mV | V | 0.01 | 60 | RANGE 0.219 V | AC Read 220 mV | V | 0.01 | 60 | RANGE 0.219 V | AC Read 220 mV | V | 0.01 | 60 | RANGE 0.219 V | AC Read 220 mV | V | 0.01 | 60 | RANGE 0.219 V | AC Read 220 mV | V | 0.01 | 60 | RANGE 0.219 V | AC Read 220 mV | V | 0.01 | 60 | RANGE 0.219 V | AC Read 220 mV | V | 0.01 | 60 | RANGE 0.219 V | AC Read 220 mV | V | 0.01 | 60 | RANGE 0.219 V | AC Read 220 mV | V | 0.01 | 60 | RANGE 0.219 V | AC Read 220 mV | V | 0.01 | 60 | RANGE 0.219 V | AC Read 220 mV | V | 0.01 | 60 | RANGE 0.219 V | AC Read 220 mV | V | 0.01 | 60 | RANGE 0.219 V | AC Read 220 mV | V | 0.01 | 60 | RANGE 0.219 V | AC Read 220 mV | V | 0.01 | 60 | RANGE 0.219 V | AC Read 220 mV | V | 0.01 | 60 | RANGE 0.219 V | AC Read 220 mV | V | 0.01 | 60 | RANGE 0.219 V | AC Read 220 mV | V | 0.01 | 60 | RANGE 0.219 V | AC Read 220 mV | V | 0.01 | 60 | RANGE 0.219 V | AC Read 220 mV | V | 0.01 | 60 | RANGE 0.219 V | AC Read 220 mV | V | 0.01 | 60 | RANGE 0.219 V | AC Read 220 mV | V | 0.01 | 60 | RANGE 0.219 V | AC Read 220 mV | V | 0.01 | 60 | RANGE 0.219 V | AC Read 220 mV | V | 0.01 | 60 | RANGE 0.219 V | AC Read 220 mV | V | 0.01 | 60 | RANGE 0.219 V | AC Read 220 mV | V | 0.01 | 60 | RANGE 0.219 V | AC Read 220 mV | V | 0.01 | 60 | RANGE 0.219 V | AC Read 220 mV | V | 0.01 | 60 | RANGE 0.219 V | AC Read 220 mV | V | 0.01 | 60 | RANGE 0.219 V | AC Read 220 mV | V | 0.01 | 60 | RANGE 0.219 V | AC Read 220 mV | V | 0.01 | 60 | RANGE 0.219 V | AC Read 220 mV | V | 0.01 | 60 | RANGE 0.219 V | AC Read 220 mV | V | 0.01 | 60 | RANGE 0.219 V | AC Read 220 mV | V | 0.01 | 60 | RANGE 0.219 V | AC Read 220 mV | V | 0.01 | 60 | RANGE 0.219 V | AC Read 220 mV | V | 0.01 | 60 | RANGE 0.219 V | AC Read 220 mV | V | 0.01 | 60 | RANGE 0.219 V | AC Read 220 mV | V | 0.01 | 60 | RANGE 0.219 V | AC Read 220 mV | V | 0.01 | 60 | RANGE 0.219 V | AC Read 220 mV | V | 0.01 | 60 | RANGE 0.219 V | AC Read 220 mV | V | 0.01 | 60 | RANGE 0.219 V | AC Read 220 mV | V | 0.01 | 60 | RANGE 0.219 V | AC Read 220 mV | V | 0.01 | 60 | RANGE 0.219 V | AC Read 220 mV | V | 0.01 | 60 | RANGE 0.219 V | AC Read 220 mV | V | 0.01 | 60 | RANGE 0.219 V | AC Read 220 mV | V | 0.01 | 60 | RANGE 0.219 V | AC Read 220 mV | V | 0.01 | 60 | RANGE 0.219 V | AC Read 220 mV | V | 0.01 | 60 | RANGE 0.219 V | AC Read 220 mV | V | 0.01 | 60 | RANGE 0.219 V | AC Read 220 mV | V | 0.01 | 60 | RANGE 0.219 V | AC Read 220 mV | V | 0.01 | 60 | RANGE 0.219 V | AC Read 220 mV | V | 0.01 | 60 | RANGE 0.219 V | AC Read 220 mV | V | 0.01 | 60 | RANGE 0.219 V | AC Read 220 mV | V | 0.01 | 60 | RANGE 0.219 V | AC Read 220 mV | V | 0.01 | 60 | RANGE 0.219 V | AC Read 220 mV | V | 0.01 | 60 | RANGE 0.219 V | AC Read 220 mV | V | 0.01 | 60 | RANGE 0.219 V | AC Read 220 mV | V | 0.01 | 60 | RANGE 0.219 V | AC Read 220 mV | V | 0.01 | 60 | RANGE 0.219 V | AC Read 220 mV | V | 0.01 | 60 | RANGE 0.219 V | AC Read 220 mV | V | 0.01 | 60 | RANGE 0.219 V | AC Read 220 mV | V | 0.01 | 60 | RANGE 0.219 V | AC Read 220 mV | V | 0.01 | 60 | RANGE 0.219 V | AC Read 220 mV | V | 0.01 | 60 | RANGE 0.219 V | AC Read 220 mV | V | 0.01 | 60 | RANGE 0.219 V | AC Read 220 mV | V | 0.01 | 60 | RANGE 0.219 V | AC Read 220 mV | V | 0.01 | 60 | RANGE 0.219 V | AC Read 220 mV | V | 0.01 | 60 | RANGE 0.219 V | AC Read 220 mV | V | 0.01 | 60 | RANGE 0.219 V | AC Read 220 mV | V | 0.01 | 60 | RANGE 0.219 V | AC Read 220 mV | V | 0.01 | 60 | RANGE 0.219 V | AC Read 220 mV | V | 0.01 | 60 | RANGE 0.219 V | AC Read 220 mV | V | 0.01 | 60 | RANGE 0.219 V | AC Read 220 mV | V | 0.01 | 60 | RANGE 0.219 V | AC Read 220 mV | V | 0.01 | 60 | RANGE 0.219 V | AC Read 220 mV | V | 0.01 | 60 | RANGE 0.219 V | AC Read 220 mV | V | 0.01 | 60 | RANGE 0.219 V | AC Read 220 mV | V | 0.01 | 60 | RANGE 0.219 V | AC Read 220 mV | V | 0.01 | 60 | RANGE 0.219 V | AC Read 220 mV | V | 0.01 | 60 | RANGE 0.219 V | AC Read 220 mV | V | 0.01 | 60 | RANGE 0.219 V | AC Read 220 mV | V | 0.01 | 60 | RANGE 0.219 V | AC Read 220 mV | V | 0.01 | 60 | RANGE 0.219 V | AC Read 220 mV | V | 0.01 | 60 | RANGE 0.219 V | AC Read 220 mV | V | 0.01 | 60 | RANGE 0.219 V | AC Read 220 mV | V | 0.01 | 60 | RANGE 0.219 V | AC Read 220 mV | V | 0.01 | 60 | RANGE 0.219 V | AC Read 220 mV | V | 0.01 | 60 | RANGE 0.219 V | AC Read 220 mV | V | 0.01 | 60 | RANGE 0.219 V | AC Read 220 mV | V | 0.01 | 60 | RANGE 0.219 V | AC Read 220 mV | V | 0.01 | 60 | RANGE 0.219 V | AC Read 220 mV | V | 0.01 | 60 | RANGE 0.219 V | AC Read 220 mV | V | 0.01 | 60 | RANGE 0.219 V | AC Read 220 mV | V | 0.01 | 60 | RANGE 0.219 V | AC Read 220 mV | V | 0.01 | 60 | RANGE 0.219 V | AC Read 220 mV | V | 0.01 | 60 | RANGE 0.219 V | AC Read 220 mV | V | 0.01 | 60 | RANGE 0.219 V | AC Read 220 mV | V | 0.01 | 60 | RANGE 0.219 V | AC Read 220 mV | V | 0.01 | 60 | RANGE 0.219 V | AC Read 220 mV | V | 0.01 | 60 | RANGE 0.219 V | AC Read 220 mV | V | 0.01 | 60 | RANGE 0.219 V | AC Read 220 mV | V | 0.01 | 60 | RANGE 0.219 V | AC Read 220 mV | V | 0.01 | 60 | RANGE 0.219 V | AC Read 220 mV | V | 0.01 | 60 | RANGE 0.219 V | AC Read 220 mV | V | 0.01 | 60 | RANGE 0.219 V | AC Read 220 mV | V | 0.01 | 60 | RANGE 0.219 V | AC Read 220 mV | V | 0.01 | 60 | RANGE 0.219 V | AC Read 220 mV | V | 0.01 | 60 | RANGE 0.219 V | AC Read 220 mV | V | 0.01 | 60 | RANGE 0.219 V | AC Read 220 mV | V | 0.01 | 60 | RANGE 0.219 V | AC Read 220 mV | V | 0.01 | 60 | RANGE 0.219 V | AC Read 220 mV | V | 0.01 | 60 | RANGE 0.219 V | AC Read 220 mV | V | 0.01 | 60 | RANGE 0.219 V | AC Read 220 mV | V | 0.01 | 60 | RANGE 0.219 V | AC Read 220 mV | V | 0.01 | 60 | RANGE 0.219 V | AC Read 220 mV | V | 0.01 | 60 | RANGE 0.219 V | AC Read 220 mV | V | 0.01 | 60 | RANGE 0.219 V | AC Read 220 mV | V | 0.01 | 60 | RANGE 0.219 V | AC Read 220 mV | V | 0.01 | 60 | RANGE 0.219 V | AC Read 220 mV | V | 0.01 | 60 | RANGE 0.219 V | AC Read 220 mV | V | 0.01 | 60 | RANGE 0.219 V | AC Read 220 mV | V | 0.01 | 60 | RANGE 0.219 V | AC Read 220 mV | V | 0.01 | 60 | RANGE 0.219 V | AC Read 220 mV | V | 0.01 | 60 | RANGE 0.219 V | AC Read 220 mV | V | 0.01 | 60 | RANGE 0.219 V | AC Read 220 mV | V | 0.01 | 60 | RANGE 0.219 V | AC Read 220 mV | V | 0.01 | 60 | RANGE 0.219 V | AC Read 220 mV | V | 0.01 | 60 | RANGE 0.219 V | AC Read 220 mV | V | 0.01 | 60 | RANGE 0.219 V | AC Read 220 mV | V | 0.01 | 60 | RANGE 0.219 V | AC Read 220 mV | V | 0.01 | 60 | RANGE 0.219 V | AC Read 220 mV | V | 0.01 | 60 | RANGE 0.219 V | AC Read 220 mV | V | 0.01 | 60 | RANGE 0.219 V | AC Read 220 mV | V | 0.01 | 60 | RANGE 0.219 V | AC Read 220 mV | V | 0.01 | 60 | RANGE 0.219 V | AC Read 220 mV | V | 0.01 | 60 | RANGE 0.219 V | AC Read 220 mV | V | 0.01 | 60 | RANGE 0.219 V | AC Read 220 mV | V | 0.01 | 60 | RANGE 0.219 V | AC Read 220 mV | V | 0.01 | 60 | RANGE 0.219 V | AC Read 220 mV | V | 0.01 | 60 | RANGE 0.219 V | AC Read 220 mV | V | 0.01 | 60 | RANGE 0.219 V | AC Read 220 mV | V | 0.01 | 60 | RANGE 0.219 V | AC Read 220 mV | V | 0.01 | 60 | RANGE 0.219 V | AC Read 220 mV | V | 0.01 | 60 | RANGE 0.219 V | AC Read 220 mV | V | 0.01 | 60 | RANGE 0.219 V | AC Read 220 mV | V | 0.01 | 60 | RANGE 0.219 V | AC Read 220 mV | V | 0.01 | 60 | RANGE 0.219 V | AC Read 220 mV | V | 0.01 | 60 | RANGE 0.219 V | AC Read 220 mV | V | 0.01 | 60 | RANGE 0.219 V | AC Read 220 mV | V | 0.01 | 60 | RANGE 0.219 V | AC Read 220 mV | V | 0.01 | 60 | RANGE 0.219 V | AC Read 220 mV | V | 0.01 | 60 | RANGE 0.219 V | AC Read 220 mV | V | 0.01 | 60 | RANGE 0.219 V | AC Read 220 mV | V | 0.01 | 60 | RANGE 0.219 V | AC Read 220 mV | V | 0.01 | 60 | RANGE 0.219 V | AC Read 220 mV | V | 0.01 | 60 | RANGE 0.219 V | AC Read 220 mV | V | 0.01 | 60 | RANGE 0.219 V | AC Read 220 mV | V | 0.01 | 60 | RANGE 0.219 V | AC Read 220 mV | V | 0.01 | 60 | RANGE 0.219 V | AC Read 220 mV | V | 0.01 | 60 | RANGE 0.219 V | AC Read 220 mV | V | 0.01 | 60 | RANGE 0.219 V | AC Read 220 mV | V | 0.01 | 60 | RANGE 0.219 V | AC Read 220 mV | V | 0.01 | 60 | RANGE 0.219 V | AC Read 220 mV | V | 0.01 | 60 | RANGE 0.219 V | AC Read 220 mV | V | 0.01 | 60 | RANGE 0.219 V | AC Read 220 mV | V | 0.01 | 60 | RANGE 0.219 V | AC Read 220 mV | V | 0.01 | 60 | RANGE 0.219 V | AC Read 220 mV | V | 0.01 | 60 | RANGE 0.219 V | AC Read 220 mV | V | 0.01 | 60 | RANGE 0.219 V | AC Read 220 mV | V | 0.01 | 60 | RANGE 0.219 V | AC Read 220 mV | V | 0.01 | 60 | RANGE 0.219 V | AC Read 220 mV | V | 0.01 | 60 | RANGE 0.219 V | AC Read 220 mV | V | 0.01 | 60 | RANGE 0.219 V | AC Read 220 mV | V | 0.01 | 60 | RANGE 0.219 V | AC Read 220 mV | V | 0.01 | 60 | RANGE 0.219 V | AC Read 220 mV | V | 0.01 | 60 | RANGE 0.219 V | AC Read 220 mV | V | 0.01 | 60 | RANGE 0.219 V | AC Read 220 mV | V | 0.01 | 60 | RANGE 0.219 V | AC Read 220 mV | V | 0.01 | 60 | RANGE 0.219 V | AC Read 220 mV | V | 0.01 | 60 | RANGE 0.219 V | AC Read 220 mV | V | 0.01 | 60 | RANGE 0.219 V | AC Read 220 mV | V | 0.01 | 60 | RANGE 0.219 V | AC Read 220 mV | V | 0.01 | 60 | RANGE 0.219 V | AC Read 220 mV | V | 0.01 | 60 | RANGE 0.219 V | AC Read 220 mV | V | 0.01 | 60 | RANGE 0.219 V | AC Read 220 mV | V | 0.01 | 60 | RANGE 0.219 V | AC Read 220 mV | V | 0.01 | 60 | RANGE 0.219 V | AC Read 220 mV | V | 0.01 | 60 | RANGE 0.219 V | AC Read 220 mV | V | 0.01 | 60 | RANGE 0.219 V | AC Read 220 mV | V | 0.01 | 60 | RANGE 0.219 V | AC Read 220 mV | V | 0.01 | 60 | RANGE 0.219 V | AC Read 220 mV | V | 0.01 | 60 | RANGE 0.219 V | AC Read 220 mV | V | 0.01 | 60 | RANGE 0.219 V | AC Read 220 mV | V | 0.01 | 60 | RANGE 0.219 V | AC Read 220 mV | V | 0.01 | 60 | RANGE 0.219 V | AC Read 220 mV | V | 0.01 | 60 | RANGE 0.219 V | AC Read 220 mV | V | 0.01 | 60 | RANGE 0.219 V | AC Read 220 mV | V | 0.01 | 60 | RANGE 0.219 V | AC Read 220 mV | V | 0.01 | 60 | RANGE 0.219 V | AC Read 220 mV | V | 0.01 | 60 | RANGE 0.219 V | AC Read 220 mV | V | 0.01 | 60 | RANGE 0.219 V | AC Read 220 mV | V | 0.01 | 60 | RANGE 0.219 V | AC Read 220 mV | V | 0.01 | 60 | RANGE 0.219 V | AC Read 220 mV | V | 0.01 | 60 | RANGE 0.219 V | AC Read 220 mV | V | 0.01 | 60 | RANGE 0.219 V | AC Read 220 mV | V | 0.01 | 60 | RANGE 0.219 V | AC Read 220 mV | V | 0.01 | 60 | RANGE 0.219 V | AC Read 220 mV | V | 0.01 | 60 | RANGE 0.219 V | AC Read 220 mV | V | 0.01 | 60 | RANGE 0.219 V | AC Read 220 mV | V | 0.01 | 60 | RANGE 0.219 V | AC Read 220 mV | V | 0.01 | 60 | RANGE 0.219 V | AC Read 220 mV | V | 0.01 | 60 | RANGE 0.219 V | AC Read 220 mV | V | 0.01 | 60 | RANGE 0.219 V | AC Read 220 mV | V | 0.01 | 60 | RANGE 0.219 V | AC Read 220 mV | V | 0.01 | 60 | RANGE 0.219 V | AC Read 220 mV | V | 0.01 | 60 | RANGE 0.219 V | AC Read 220 mV | V | 0.01 | 60 | RANGE 0.219 V | AC Read 220 mV | V | 0.01 | 60 | RANGE 0.219 V | AC Read 220 mV | V | 0.01 | 60 | RANGE 0.219 V | AC Read 220 mV | V | 0.01 | 60 | RANGE 0.219 V | AC Read 220 mV | V | 0.01 | 60 | RANGE 0.219 V | AC Read 220 mV | V | 0.01 | 60 | RANGE 0.219 V | AC Read 220 mV | V | 0.01 | 60 | RANGE 0.219 V | AC Read 220 mV | V | 0.01 | 60 | RANGE 0.219 V | AC Read 220 mV | V | 0.01 | 60 | RANGE 0.219 V | AC Read 220 mV | V | 0.01 | 60 | RANGE 0.219 V | AC Read 220 mV | V | 0.01 | 60 | RANGE 0.219 V | AC Read 220 mV | V | 0.01 | 60 | RANGE 0.219 V | AC Read 220 mV | V | 0.01 | 60 | RANGE 0.219 V | AC Read 220 mV | V | 0.01 | 60 | RANGE 0.219 V | AC Read 220 mV | V | 0.01 | 60 | RANGE 0.219 V | AC Read 220 mV | V | 0.01 | 60 | RANGE 0.219 V | AC Read 220 mV | V | 0.01 | 60 | RANGE 0.219 V | AC Read 220 mV | V | 0.01 | 60 | RANGE 0.219 V | AC Read 220 mV | V | 0.01 | 60 | RANGE 0.219 V | AC Read 220 mV | V | 0.01 | 60 | RANGE 0.219 V | AC Read 220 mV | V | 0.01 | 60 | RANGE 0.219 V | AC Read 220 mV | V | 0.01 | 60 | RANGE 0.219 V | AC Read 220 mV | V | 0.01 | 60 | RANGE 0.219 V | AC Read 220 mV | V | 0.01 | 60 | RANGE 0.219 V | AC Read 220 mV | V | 0.01 | 60 | RANGE 0.219 V | AC Read 220 mV | V | 0.01 | 60 | RANGE 0.219 V | AC Read 220 mV | V | 0.01 | 60 | RANGE 0.219 V | AC Read 220 mV | V | 0.01 | 60 | RANGE 0.219 V | AC Read 220 mV | V | 0.01 | 60 | RANGE 0.219 V | AC Read 220 mV | V | 0.01 | 60 | RANGE 0.219 V | AC Read 220 mV | V | 0.01 | 60 | RANGE 0.219 V | AC Read 220 mV | V | 0.01 | 60 | RANGE 0.219 V | AC Read 220 mV | V | 0.01 | 60 | RANGE 0.219 V | AC Read 220 mV | V | 0.01 | 60 | RANGE 0.219 V | AC Read 220 mV | V | 0.01 | 60 | RANGE 0.219 V | AC Read 220 mV | V | 0.01 | 60 | RANGE 0.219 V | AC Read 220 mV | V | 0.01 | 60 | RANGE 0.219 V | AC Read 220 mV | V | 0.01 | 60 | RANGE 0.219 V | AC Read 220 mV | V | 0.01 | 60 | RANGE 0.219 V | AC Read 220 mV | V | 0.01 | 60 | RANGE 0.219 V | AC Read 220 mV | V | 0.01 | 60 | RANGE 0.219 V | AC Read 220 mV | V | 0.01 | 60 | RANGE 0.219 V | AC Read 220 mV | V | 0.01 | 60 | RANGE 0.219 V | AC Read 220 mV | V | 0.01 | 60 | RANGE 0.219 V | AC Read 220 mV | V | 0.01 | 60 | RANGE 0.219 V | AC Read 220 mV | V | 0.01 | 60 | RANGE 0.219 V | AC Read 220 mV | V | 0.01 | 60 | RANGE 0.219 V | AC Read 220 mV | V | 0.01 | 60 | RANGE 0.219 V | AC Read 220 mV | V | 0.01 | 60 | RANGE 0.219 V | AC Read 220 mV | V | 0.01 | 60 | RANGE 0.219 V | AC Read 220 mV | V | 0.01 | 60 | RANGE 0.219 V | AC Read 220 mV | V | 0.01 | 60 | RANGE 0.219 V | AC Read 220 mV | V | 0.01 | 60 | RANGE 0.219 V | AC Read 220 mV | V | 0.01 | 60 | RANGE 0.219 V | AC Read 220 mV | V | 0.01 | 60 | RANGE 0.219 V | AC Read 220 mV | V | 0.01 | 60 | RANGE 0.219 V | AC Read 220 mV | V | 0.01 | 60 | RANGE 0.219 V | AC Read 220 mV | V | 0.01 | 60 | RANGE 0.219 V | AC Read 220 mV | V | 0.01 | 60 | RANGE 0.219 V | AC Read 220 mV | V | 0.01 | 60 | RANGE 0.219 V | AC Read 220 mV | V | 0.01 | 60 | RANGE 0.219 V | AC Read 220 mV | V | 0.01 | 60 | RANGE 0.219 V | AC Read 220 mV | V | 0.01 | 60 | RANGE 0.219 V | AC Read 220 mV | V | 0.01 | 60 | RANGE 0.219 V | AC Read 220 mV | V | 0.01 | 60 | RANGE 0.219 V | AC Read 220 mV | V | 0.01 | 60 | RANGE 0.219 V | AC Read 220 mV | V | 0.01 | 60 | RANGE 0.219 V | AC Read 220 mV | V | 0.01 | 60 | RANGE 0.219 V | AC Read 220 mV | V | 0.01 | 60 | RANGE 0.219 V | AC Read 220 mV | V | 0.01 | 60 | RANGE 0.219 V | AC Read 220 mV | V | 0.01 | 60 | RANGE 0.219 V | AC Read 220 mV | V | 0.01 | 60 | RANGE 0.219 V | AC Read 220 mV | V | 0.01 | 60 | RANGE 0.219 V | AC Read 220 mV | V | 0.01 | 60 | RANGE 0.219 V | AC Read 220 mV | V | 0.01 | 60 | RANGE 0.219 V | AC Read 220 mV | V | 0.01 | 60 | RANGE 0.219 V | AC Read 220 mV | V | 0.01 | 60 | RANGE 0.219 V | AC Read 220 mV | V | 0.01 | 60 | RANGE 0.219 V | AC Read 220 mV | V | 0.01 | 60 | RANGE 0.219 V | AC Read 220 mV | V | 0.01 | 60 | RANGE 0.219 V | AC Read 220 mV | V | 0.01 | 60 | RANGE 0.219 V | AC Read 220 mV | V | 0.01 | 60 | RANGE 0.219 V | AC Read 220 mV | V | 0.01 | 60 | RANGE 0.219 V | AC Read 220 mV | V | 0.01 | 60 | RANGE 0.219 V | AC Read 220 mV | V | 0.01 | 60 | RANGE 0.219 V | AC Read 220 mV | V | 0.01 | 60 | RANGE 0.219 V | AC Read 220 mV | V | 0.01 | 60 | RANGE 0.219 V | AC Read 220 mV | V | 0.01 | 60 | RANGE 0.219 V | AC Read 220 mV | V | 0.01 | 60 | RANGE 0.219 V | AC Read 220 mV | V | 0.01 | 60 | RANGE 0.219 V | AC Read 220 mV | V | 0.01 | 60 | RANGE 0.219 V | AC Read 220 mV | V | 0.01 | 60 | RANGE 0.219 V | AC Read 220 mV | V | 0.01 | 60 | RANGE 0.219 V | AC Read 220 mV | V | 0.01 | 60 | RANGE 0.219 V | AC Read 220 mV | V | 0.01 | 60 | RANGE 0.219 V | AC Read 220 mV | V | 0.01 | 60 | RANGE 0.219 V | AC Read 220 mV | V | 0.01 | 60 | RANGE 0.219 V | AC Read 220 mV | V | 0.01 | 60 | RANGE 0.219 V | AC Read 220 mV | V | 0.01 | 60 | RANGE 0.219 V | AC Read 220 mV | V | 0.01 | 60 | RANGE 0.219 V | AC Read 220 mV | V | 0.01 | 60 | RANGE 0.219 V | AC Read 220 mV | V | 0.01 | 60 | RANGE 0.219 V | AC Read 220 mV | V | 0.01 | 60 | RANGE 0.219 V | AC Read 220 mV | V | 0.01 | 60 | RANGE 0.219 V | AC Read 220 mV | V | 0.01 | 60 | RANGE 0.219 V | AC Read 220 mV | V | 0.01 | 60 | RANGE 0.219 V | AC Read 220 mV | V | 0.01 | 60 | RANGE 0.219 V | AC Read 220 mV | V | 0.01 | 60 | RANGE 0.219 V | AC Read 220 mV | V | 0.01 | 60 | RANGE 0.219 V | AC Read 220 mV | V | 0.01 | 60 | RANGE 0.219 V | AC Read 220 mV | V | 0.01 | 60 | RANGE 0.219 V | AC Read 220 mV | V | 0.01 | 60 | RANGE 0.219 V | AC Read 220 mV | V | 0.01 | 60 | RANGE 0.219 V | AC Read 220 mV | V | 0.01 | 60 | RANGE 0.219 V | AC Read 220 mV | V | 0.01 | 60 | RANGE 0.219 V | AC Read 220 mV | V | 0.01 | 60 | RANGE 0.219 V | AC Read 220 mV | V | 0.01 | 60 | RANGE 0.219 V | AC Read 220 mV | V | 0.01 | 60 | RANGE 0.219 V | AC Read 220 mV | V | 0.01 | 60 | RANGE 0.219 V | AC Read 220 mV | V | 0.01 | 60 | RANGE 0.219 V | AC Read 220 mV | V | 0.01 | 60 | RANGE 0.219 V | AC Read 220 mV | V | 0.01 | 60 | RANGE 0.219 V | AC Read 220 mV | V | 0.01 | 60 | RANGE 0.219 V | AC Read 220 mV | V | 0.01 | 60 | RANGE 0.219 V | AC Read 220 mV | V | 0.01 | 60 | RANGE 0.219 V | AC Read 220 mV | V | 0.01 | 60 | RANGE 0.219 V | AC Read 220 mV | V | 0.01 | 60 | RANGE 0.219 V | AC Read 220 mV | V | 0.01 | 60 | RANGE 0.219 V | AC Read 220 mV | V | 0.01 | 60 | RANGE 0.219 V | AC Read 220 mV | V | 0.01 | 60 | RANGE 0.219 V | AC Read 220 mV | V | 0.01 | 60 | RANGE 0.219 V | AC Read 220 mV | V | 0.01 | 60 | RANGE 0.219 V | AC Read 220 mV | V | 0.01 | 60 | RANGE 0.219 V | AC Read 220 mV | V | 0.01 | 60 | RANGE 0.219 V | AC Read 220 mV | V | 0.01 | 60 | RANGE 0.219 V | AC Read 220 mV | V | 0.01 | 60 | RANGE 0.219 V | AC Read 220 mV | V | 0.01 | 60 | RANGE 0.219 V | AC Read 220 mV | V | 0.01 | 60 | RANGE 0.219 V | AC Read 220 mV | V | 0.01 | 60 | RANGE 0.219 V | AC Read 220 mV | V | 0.01 | 60 | RANGE 0.219 V | AC Read 220 mV | V | 0.01 | 60 | RANGE 0.219 V | AC Read 220 mV | V | 0.01 | 60 | RANGE 0.219 V | AC Read 220 mV | V | 0.01 | 60 | RANGE 0.219 V | AC Read 220 mV | V | 0.01 | 60 | RANGE 0.219 V | AC Read 220 mV | V | 0.01 | 60 | RANGE 0.219 V | AC Read 220 mV | V | 0.01 | 60 | RANGE 0.219 V | AC Read 220 mV | V | 0.01 | 60 | RANGE 0.219 V | AC Read 220 mV | V | 0.01 | 60 | RANGE 0.219 V | AC Read 220 mV | V | 0.01 | 60 | RANGE 0.219 V | AC Read 220 mV | V | 0.01 | 60 | RANGE 0.219 V | AC Read 220 mV | V | 0.01 | 60 | RANGE 0.219 V | AC Read 220 mV | V | 0.01 | 60 | RANGE 0.219 V | AC Read 220 mV | V | 0.01 | 60 | RANGE 0.219 V | AC Read 220 mV | V | 0.01 | 60 | RANGE 0.219 V | AC Read 220 mV | V | 0.01 | 60 | RANGE 0.219 V | AC Read 220 mV | V | 0.01 | 60 | RANGE 0.219 V | AC Read 220 mV | V | 0.01 | 60 | RANGE 0.219 V | AC Read 220 mV | V | 0.01 | 60 | RANGE 0.219 V | AC Read 220 mV | V | 0.01 | 60 | RANGE 0.219 V | AC Read 220 mV | V | 0.01 | 60 | RANGE 0.219 V | AC Read 220 mV | V | 0.01 | 60 | RANGE 0.219 V | AC Read 220 mV | V | 0.01 | 60 | RANGE 0.219 V | AC Read 220 mV | V | 0.01 | 60 | RANGE 0.219 V | AC Read 220 mV | V | 0.01 | 60 | RANGE 0.219 V | AC Read 220 mV | V | 0.01 | 60 | RANGE 0.219 V | AC Read 220 mV | V | 0.01 | 60 | RANGE 0.219 V | AC Read 220 mV | V | 0.01 | 60 | RANGE 0.219 V | AC Read 220 mV | V | 0.01 | 60 | RANGE 0.219 V | AC Read 220 mV | V | 0.01 | 60 | RANGE 0.219 V | AC Read 220 mV | V | 0.01 | 60 | RANGE 0.219 V | AC Read 220 mV | V | 0.01 | 60 | RANGE 0.219 V | AC Read 220 mV | V | 0.01 | 60 | RANGE 0.219 V | AC Read 220 mV | V | 0.01 | 60 | RANGE 0.219 V | AC Read 220 mV | V | 0.01 | 60 | RANGE 0.219 V | AC Read 220 mV | V | 0.01 | 60 | RANGE 0.219 V | AC Read 220 mV | V | 0.01 | 60 | RANGE 0.219 V | AC Read 220 mV | V | 0.01 | 60 | RANGE 0.219 V | AC Read 220 mV | V | 0.01 | 60 | RANGE 0.219 V | AC Read 220 mV | V | 0.01 | 60 | RANGE 0.219 V | AC Read 220 mV | V | 0.01 | 60 | RANGE 0.219 V | AC Read 220 mV | V | 0.01 | 60 | RANGE 0.219 V | AC Read 220 mV | V | 0.01 | 60 | RANGE 0.219 V | AC Read 220 mV | V | 0.01 | 60 | RANGE 0.219 V | AC Read 220 mV | V | 0.01 | 60 | RANGE 0.219 V | AC Read 220 mV | V | 0.01 | 60 | RANGE 0.219 V | AC Read 220 mV | V | 0.01 | 60 | RANGE 0.219 V | AC Read 220 mV | V | 0.01 | 60 | RANGE 0.219 V | AC Read 220 mV | V | 0.01 | 60 | RANGE 0.219 V | AC Read 220 mV | V | 0.01 | 60 | RANGE 0.219 V | AC Read 220 mV | V | 0.01 | 60 | RANGE 0.219 V | AC Read 220 mV | V | 0.01 | 60 | RANGE 0.219 V | AC Read 220 mV | V | 0.01 | 60 | RANGE 0.219 V | AC Read 220 mV | V | 0.01 | 60 | RANGE 0.219 V | AC Read 220 mV | V | 0.01 | 60 | RANGE 0.219 V | AC Read 220 mV | V | 0.01 | 60 | RANGE 0.219 V | AC Read 220 mV | V | 0.01 | 60 | RANGE 0.219 V | AC Read 220 mV | V | 0.01 | 60 | RANGE 0.219 V | AC Read 220 mV | V | 0.01 | 60 | RANGE 0.219 V | AC Read 220 mV | V | 0.01 | 60 | RANGE 0.219 V | AC Read 220 mV | V | 0.01 | 60 | RANGE 0.219 V | AC Read 220 mV | V | 0.01 | 60 | RANGE 0.219 V | AC Read 220 mV | V | 0.01 | 60 | RANGE 0.219 V | AC Read 220 mV | V | 0.01 | 60 | RANGE 0.219 V | AC Read 220 mV | V | 0.01 | 60 | RANGE 0.219 V | AC Read 220 mV | V | 0.01 | 60 | RANGE 0.219 V | AC Read 220 mV | V | 0.01 | 60 | RANGE 0.219 V | AC Read 220 mV | V | 0.01 | 60 | RANGE 0.219 V | AC Read 220 mV | V | 0.01 | 60 | RANGE 0.219 V | AC Read 220 mV | V | 0.01 | 60 | RANGE 0.219 V | AC Read 220 mV | V | 0.01 | 60 | RANGE 0.219 V | AC Read 220 mV | V | 0.01 | 60 | RANGE 0.219 V | AC Read 220 mV | V | 0.01 | 60 | RANGE 0.219 V | AC Read 220 mV | V | 0.01 | 60 | RANGE 0.219 V | AC Read 220 mV | V | 0.01 | 60 | RANGE 0.219 V | AC Read 220 mV | V | 0.01 | 60 | RANGE 0.219 V | AC Read 220 mV | V | 0.01 | 60 | RANGE 0.219 V | AC Read 220 mV | V | 0.01 | 60 | RANGE 0.219 V | AC Read 220 mV | V | 0.01 | 60 | RANGE 0.219 V | AC Read 220 mV | V | 0.01 | 60 | RANGE 0.219 V | AC Read 220 mV | V | 0.01 | 60 | RANGE 0.219 V | AC Read 220 mV | V | 0.01 | 60 | RANGE 0.219 V | AC Read 220 mV | V | 0.01 | 60 | RANGE 0.219 V | AC Read 220 mV | V | 0.01 | 60 | RANGE 0.219 V | AC Read 220 mV | V | 0.01 | 60 | RANGE 0.219 V | AC Read 220 mV | V | 0.01 | 60 | RANGE 0.219 V | AC Read 220 mV | V | 0.01 | 60 | RANGE 0.219 V | AC Read 220 mV | V | 0.01 | 60 | RANGE 0.219 V | AC Read 220 mV | V | 0.01 | 60 | RANGE 0.219 V | AC Read 220 mV | V | 0.01 | 60 | RANGE 0.219 V | AC Read 220 mV | V | 0.01 | 60 | RANGE 0.219 V | AC Read 220 mV | V | 0.01 | 60 | RANGE 0.219 V | AC Read 220 mV | V | 0.01 | 60 | RANGE 0.219 V | AC Read 220 mV | V | 0.01 | 60 | RANGE 0.219 V | AC Read 220 mV | V | 0.01 | 60 | RANGE 0.219 V | AC Read 220 mV | V | 0.01 | 60 | RANGE 0.219 V | AC Read 220 mV | V | 0.01 | 60 | RANGE 0.219 V | AC Read 220 mV | V | 0.01 | 60 | RANGE 0.219 V | AC Read 220 mV | V | 0.01 | 60 | RANGE 0.219 V | AC Read 220 mV | V | 0.01 | 60 | RANGE 0.219 V | AC Read 220 mV | V | 0.01 | 60 | RANGE 0.219 V | AC Read 220 mV | V | 0.01 | 60 | RANGE 0.219 V | AC Read 220 mV | V | 0.01 | 60 | RANGE 0.219 V | AC Read 220 mV | V | 0.01 | 60 | RANGE 0.219 V | AC Read 220 mV | V | 0.01 | 60 | RANGE 0.219 V | AC Read 220 mV | V | 0.01 | 60 | RANGE 0.219 V | AC Read 220 mV | V | 0.01 | 60 | RANGE 0.219 V | AC Read 220 mV | V | 0.01 | 60 | RANGE 0.219 V | AC Read 220 mV | V | 0.01 | 60 | RANGE 0.219 V | AC Read 220 mV | V | 0.01 | 60 | RANGE 0.219 V | AC Read 220 mV | V | 0.01 | 60 | RANGE 0.219 V | AC Read 220 mV | V | 0.01 | 60 | RANGE 0.219 V | AC Read 220 mV | V | 0.01 | 60 | RANGE 0.219 V | AC Read 220 mV | V | 0.01 | 60 | RANGE 0.219 V | AC Read 220 mV | V | 0.01 | 60 | RANGE 0.219 V | AC Read 220 mV | V | 0.01 | 60 | RANGE 0.219 V | AC Read 220 mV | V | 0.01 | 60 | RANGE 0.219 V | AC Read 220 mV | V | 0.01 | 60 | RANGE 0.219 V | AC Read 220 mV | V | 0.01 | 60 | RANGE 0.219 V | AC Read 220 mV | V | 0.01 | 60 | RANGE 0.219 V | AC Read 220 mV | V | 0.01 | 60 | RANGE 0.219 V | AC Read 220 mV | V | 0.01 | 60 | RANGE 0.219 V | AC Read 220 mV | V | 0.01 | 60 | RANGE 0.219 V | AC Read 220 mV | V | 0.01 | 60 | RANGE 0.219 V | AC Read 220 mV | V | 0.01 | 60 | RANGE 0.219 V | AC Read 220 mV | V | 0.01 | 60 | RANGE 0.219 V | AC Read 220 mV | V | 0.01 | 60 | RANGE 0.219 V | AC Read 220 mV | V | 0.01 | 60 | RANGE 0.219 V | AC Read 220 mV | V | 0.01 | 60 | RANGE 0.219 V | AC Read 220 mV | V | 0.01 | 60 | RANGE 0.219 V | AC Read 220 mV | V | 0.01 | 60 | RANGE 0.219 V | AC Read 220 mV | V | 0.01 | 60 | RANGE 0.219 V | AC Read 220 mV | V | 0.01 | 60 | RANGE 0.219 V | AC Read 220 mV | V | 0.01 | 60 | RANGE 0.219 V | AC Read 220 mV | V | 0.01 | 60 | RANGE 0.219 V | AC Read 220 mV | V | 0.01 | 60 | RANGE 0.219 V | AC Read 220 mV | V | 0.01 | 60 | RANGE 0.219 V | AC Read 220 mV | V | 0.01 | 60 | RANGE 0.219 V | AC Read 220 mV | V | 0.01 | 60 | RANGE 0.219 V | AC Read 220 mV | V | 0.01 | 60 | RANGE 0.219 V | AC Read 220 mV | V | 0.01 | 60 | RANGE 0.219 V | AC Read 220 mV | V | 0.01 | 60 | RANGE 0.219 V | AC Read 220 mV | V | 0.01 | 60 | RANGE 0.219 V | AC Read 220 mV | V | 0.01 | 60 | RANGE 0.219 V | AC Read 220 mV | V | 0.01 | 60 | RANGE 0.219 V | AC Read 220 mV | V | 0.01 | 60 | RANGE 0.219 V | AC Read 220 mV | V | 0.01 | 60 | RANGE 0.219 V | AC Read 220 mV | V | 0.01 | 60 | RANGE 0.219 V | AC Read 220 mV | V | 0.01 | 60 | RANGE 0.219 V | AC Read 220 mV | V | 0.01 | 60 | RANGE 0.219 V | AC Read 220 mV | V | 0.01 | 60 | RANGE 0.219 V | AC Read 220 mV | V | 0.01 | 60 | RANGE 0.219 V | AC Read 220 mV | V | 0.01 | 60 | RANGE 0.219 V | AC Read 220 mV | V | 0.01 | 60 | RANGE 0.219 V | AC Read 220 mV | V | 0.01 | 60 | RANGE 0.219 V | AC Read 220 mV | V | 0.01 | 60 | RANGE 0.219 V | AC Read 220 mV | V | 0.01 | 60 | RANGE 0.219 V | AC Read 220 mV | V | 0.01 | 60 | RANGE 0.219 V | AC Read 220 mV | V | 0.01 | 60 | RANGE 0.219 V | AC Read 220 mV | V | 0.01 | 60 | RANGE 0.219 V | AC Read 220 mV | V | 0.01 | 60 | RANGE 0.219 V | AC Read 220 mV | V | 0.01 | 60 | RANGE 0.219 V | AC Read 220 mV | V | 0.01 | 60 | RANGE 0.219 V | AC Read 220 mV | V | 0.01 | 60 | RANGE 0.219 V | AC Read 220 mV | V | 0.01 | 60 | RANGE 0.219 V | AC Read 220 mV | V | 0.01 | 60 | RANGE 0.219 V | AC Read 220 mV | V | 0.01 | 60 | RANGE 0.219 V | AC Read 220 mV | V | 0.01 | 60 | RANGE 0.219 V | AC Read 220 mV | V | 0.01 | 60 | RANGE 0.219 V | AC Read 220 mV | V | 0.01 | 60 | RANGE 0.219 V | AC Read 220 mV | V | 0.01 | 60 | RANGE 0.219 V | AC Read 220 mV | V | 0.01 | 60 | RANGE 0.219 V | AC Read 220 mV | V | 0.01 | 60 | RANGE 0.219 V | AC Read 220 mV | V | 0.01 | 60 | RANGE 0.219 V | AC Read 220 mV | V | 0.01 | 60 | RANGE 0.219 V | AC Read 220 mV | V | 0.01 | 60 | RANGE 0.219 V | AC Read 220 mV | V | 0.01 | 60 | RANGE 0.219 V | AC Read 220 mV | V | 0.01 | 60 | RANGE 0.219 V | AC Read 220 mV | V | 0.01 | 60 | RANGE 0.219 V | AC Read 220 mV | V | 0.01 | 60 | RANGE 0.219 V | AC Read 220 mV | V | 0.01 | 60 | RANGE 0.219 V | AC Read 220 mV | V | 0.01 | 60 | RANGE 0.219 V | AC Read 220 mV | V | 0.01 | 60 | RANGE 0.219 V | AC Read 220 mV | V | 0.01 | 60 | RANGE 0.219 V | AC Read 220 mV | V | 0.01 | 60 | RANGE 0.219 V | AC Read 220 mV | V | 0.01 | 60 | RANGE 0.219 V | AC Read 220 mV | V | 0.01 | 60 | RANGE 0.219 V | AC Read 220 mV | V | 0.01 | 60 | RANGE 0.219 V | AC Read 220 mV | V | 0.01 | 60 | RANGE 0.219 V | AC Read 220 mV | V | 0.01 | 60 | RANGE 0.219 V | AC Read 220 mV | V | 0.01 | 60 | RANGE 0.219 V | AC Read 220 mV | V | 0.01 | 60 | RANGE 0.219 V | AC Read 220 mV | V | 0.01 | 60 | RANGE 0.219 V | AC Read 220 mV | V | 0.01 | 60 | RANGE 0.219 V | AC Read 220 mV | V | 0.01 | 60 | RANGE 0.219 V | AC Read 220 mV | V | 0.01 | 60 | RANGE 0.219 V | AC Read 220 mV | V | 0.01 | 60 | RANGE 0.219 V | AC Read 220 mV | V | 0.01 | 60 | RANGE 0.219 V | AC Read 220 mV | V | 0.01 | 60 | RANGE 0.219 V | AC Read 220 mV | V | 0.01 | 60 | RANGE 0.219 V | AC Read 220 mV | V | 0.01 | 60 | RANGE 0.219 V | AC Read 220 mV | V | 0.01 | 60 | RANGE 0.219 V | AC Read 220 mV | V | 0.01 | 60 | RANGE 0.219 V | AC Read 220 mV | V | 0.01 | 60 | RANGE 0.219 V | AC Read 220 mV | V | 0.01 | 60 | RANGE 0.219 V | AC Read 220 mV | V | 0.01 | 60 | RANGE 0.219 V | AC Read 220 mV | V | 0.01 | 60 | RANGE 0.219 V | AC Read 220 mV | V | 0.01 | 60 | RANGE 0.219 V | AC Read 220 mV | V | 0.01 | 60 | RANGE 0.219 V | AC Read 220 mV | V | 0.01 | 60 | RANGE 0.219 V | AC Read 220 mV | V | 0.01 | 60 | RANGE 0.219 V | AC Read 220 mV | V | 0.01 | 60 | RANGE 0.219 V | AC Read 220 mV | V | 0.01 | 60 | RANGE 0.219 V | AC Read 220 mV | V | 0.01 | 60 | RANGE 0.219 V | AC Read 220 mV | V | 0.01 | 60 | RANGE 0.219 V | AC Read 220 mV | V | 0.01 | 60 | RANGE 0.219 V | AC Read 220 mV | V | 0.01 | 60 | RANGE 0.219 V | AC Read 220 mV | V | 0.01 | 60 | RANGE 0.219 V | AC Read 220 mV | V | 0.01 | 60 | RANGE 0.219 V | AC Read 220 mV | V | 0.01 | 60 | RANGE 0.219 V | AC Read 220 mV | V | 0.01 | 60 | RANGE 0.219 V | AC Read 220 mV | V | 0.01 | 60 | RANGE 0.219 V | AC Read 220 mV | V | 0.01 | 60 | RANGE 0.219 V | AC Read 220 mV | V | 0.01 | 60 | RANGE 0.219 V | AC Read 220 mV | V | 0.01 | 60 | RANGE 0.219 V | AC Read 220 mV | V | 0.01 | 60 | RANGE 0.219 V | AC Read 220 mV | V | 0.01 | 60 | RANGE 0.219 V | AC Read 220 mV | V | 0.01 | 60 | RANGE 0.219 V | AC Read 220 mV | V | 0.01 | 60 | RANGE 0.219 V | AC Read 220 mV | V | 0.01 | 60 | RANGE 0.219 V | AC Read 220 mV | V | 0.01 | 60 | RANGE 0.219 V | AC Read 220 mV | V | 0.01 | 60 | RANGE 0.219 V | AC Read 220 mV | V | 0.01 | 60 | RANGE 0.219 V | AC Read 220 mV | V | 0.01 | 60 | RANGE 0.219 V | AC Read 220 mV | V | 0.01 | 60 | RANGE 0.219 V | AC Read 220 mV | V | 0.01 | 60 | RANGE 0.219 V | AC Read 220 mV | V | 0.01 | 60 | RANGE 0.219 V | AC Read 220 mV | V | 0.01 | 60 | RANGE 0.219 V | AC Read 220 mV | V | 0.01 | 60 | RANGE 0.219 V | AC Read 220 mV | V | 0.01 | 60 | RANGE 0.219 V | AC Read 220 mV | V | 0.01 | 60 | RANGE 0.219 V | AC Read 220 mV | V | 0.01 | 60 | RANGE 0.219 V | AC Read 220 mV | V | 0.01 | 60 | RANGE 0.219 V | AC Read 220 mV | V | 0.01 | 60 | RANGE 0.219 V | AC Read 220 mV | V | 0.01 | 60 | RANGE 0.219 V | AC Read 220 mV | V | 0.01 | 60 | RANGE 0.219 V | AC Read 220 mV | V | 0.01 | 60 | RANGE 0.219 V | AC Read 220 mV | V | 0.01 | 60 | RANGE 0.219 V | AC Read 220 mV | V | 0.01 | 60 | RANGE 0.219 V | AC Read 220 mV | V | 0.01 | 60 | RANGE 0.219 V | AC Read 220 mV | V | 0.01 | 60 | RANGE 0.219 V | AC Read 220 mV | V | 0.01 | 60 | RANGE 0.219 V | AC Read 220 mV | V | 0.01 | 60 | RANGE 0.219 V | AC Read 220 mV | V | 0.01 | 60 | RANGE 0.219 V | AC Read 220 mV | V | 0.01 | 60 | RANGE 0.219 V | AC Read 220 mV | V | 0.01 | 60 | RANGE 0.219 V | AC Read 220 mV | V | 0.01 | 60 | RANGE 0.219 V | AC Read 220 mV | V | 0.01 | 60 | RANGE 0.219 V | AC Read 220 mV | V | 0.01 | 60 | RANGE 0.219 V | AC Read 220 mV | V | 0.01 | 60 | RANGE 0.219 V | AC Read 220 mV | V | 0.01 | 60 | RANGE 0.219 V | AC Read 220 mV | V | 0.01 | 60 | RANGE 0.219 V | AC Read 220 mV | V | 0.01 | 60 | RANGE 0.219 V | AC Read 220 mV | V | 0.01 | 60 | RANGE 0.219 V | AC Read 220 mV | V | 0.01 | 60 | RANGE 0.219 V | AC Read 220 mV | V | 0.01 | 60 | RANGE 0.219 V | AC Read 220 mV | V | 0.01 | 60 | RANGE 0.219 V | AC Read 220 mV | V | 0.01 | 60 | RANGE 0.219 V | AC Read 220 mV | V | 0.01 | 60 | RANGE 0.219 V | AC Read 220 mV | V | 0.01 | 60 | RANGE 0.219 V | AC Read 220 mV | V | 0.01 | 60 | RANGE 0.219 V | AC Read 220 mV | V | 0.01 | 60 | RANGE 0.219 V | AC Read 220 mV | V | 0.01 | 60 | RANGE 0.219 V | AC Read 220 mV | V | 0.01 | 60 | RANGE 0.219 V | AC Read 220 mV | V | 0.01 | 60 | RANGE 0.219 V | AC Read 220 mV | V | 0.01 | 60 | RANGE 0.219 V | AC Read 220 mV | V | 0.01 | 60 | RANGE 0.219 V | AC Read 220 mV | V | 0.01 | 60 | RANGE 0.219 V | AC Read 220 mV | V | 0.01 | 60 | RANGE 0.219 V | AC Read 220 mV | V | 0.01 | 60 | RANGE 0.219 V | AC Read 220 mV | V | 0.01 | 60 | RANGE 0.219 V | AC Read 220 mV | V | 0.01 | 60 | RANGE 0.219 V | AC Read 220 mV | V | 0.01 | 60 | RANGE 0.219 V | AC Read 220 mV | V | 0.01 | 60 | RANGE 0.219 V | AC Read 220 mV | V | 0.01 | 60 | RANGE 0.219 V | AC Read 220 mV | V | 0.01 | 60 | RANGE 0.219 V | AC Read 220 mV | V | 0.01 | 60 | RANGE 0.219 V | AC Read 220 mV | V | 0.01 | 60 | RANGE 0.219 V | AC Read 220 mV | V | 0.01 | 60 | RANGE 0.219 V | AC Read 220 mV | V | 0.01 | 60 | RANGE 0.219 V | AC Read 220 mV | V | 0.01 | 60 | RANGE 0.219 V | AC Read 220 mV | V | 0.01 | 60 | RANGE 0.219 V | AC Read 220 mV | V | 0.01 | 60 | RANGE 0.219 V | AC Read 220 mV | V | 0.01 | 60 | RANGE 0.219 V | AC Read 220 mV | V | 0.01 | 60 | RANGE 0.219 V | AC Read 220 mV | V | 0.01 | 60 | RANGE 0.219 V | AC Read 220 mV | V | 0.01 | 60 | RANGE 0.219 V | AC Read 220 mV | V | 0.01 | 60 | RANGE 0.219 V | AC Read 220 mV | V | 0.01 | 60 | RANGE 0.219 V | AC Read 220 mV | V | 0.01 | 60 | RANGE 0.219 V | AC Read 220 mV | V | 0.01 | 60 | RANGE 0.219 V | AC Read 220 mV | V | 0.01 | 60 | RANGE 0.219 V | AC Read 220 mV | V | 0.01 | 60 | RANGE 0.219 V | AC Read 220 mV | V | 0.01 | 60 | RANGE 0.219 V | AC Read 220 mV | V | 0.01 | 60 | RANGE 0.219 V | AC Read 220 mV | V | 0.01 | 60 | RANGE 0.219 V | AC Read 220 mV | V | 0.01 | 60 | RANGE 0.219 V | AC Read 220 mV | V | 0.01 | 60 | RANGE 0.219 V | AC Read 220 mV | V | 0.01 | 60 | RANGE 0.219 V | AC Read 220 mV | V | 0.01 | 60 | RANGE 0.219 V | AC Read 220 mV | V | 0.01 | 60 | RANGE 0.219 V | AC Read 220 mV | V | 0.01 | 60 | RANGE 0.219 V | AC Read 220 mV | V | 0.01 | 60 | RANGE 0.219 V | AC Read 220 mV | V | 0.01 | 60 | RANGE 0.219 V | AC Read 220 mV | V | 0.01 | 60 | RANGE 0.219 V | AC Read 220 mV | V | 0.01 | 60 | RANGE 0.219 V | AC Read 220 mV | V | 0.01 | 60 | RANGE 0.219 V | AC Read 220 mV | V | 0.01 | 60 | RANGE 0.219 V | AC Read 220 mV | V | 0.01 | 60 | RANGE 0.219 V | AC Read 220 mV | V | 0.01 | 60 | RANGE 0.219 V | AC Read 220 mV | V | 0.01 | 60 | RANGE 0.219 V | AC Read 220 mV | V | 0.01 | 60 | RANGE 0.219 V | AC Read 220 mV | V | 0.01 | 60 | RANGE 0.219 V | AC Read 220 mV | V | 0.01 | 60 | RANGE 0.219 V | AC Read 220 mV | V | 0.01 | 60 | RANGE 0.219 V | AC Read 220 mV | V | 0.01 | 60 | RANGE 0.219 V | AC Read 220 mV | V | 0.01 | 60 | RANGE 0.219 V | AC Read 220 mV | V | 0.01 | 60 | RANGE 0.219 V | AC Read 220 mV | V | 0.01 | 60 | RANGE 0.219 V | AC Read 220 mV | V | 0.01 | 60 | RANGE 0.219 V | AC Read 220 mV | V | 0.01 | 60 | RANGE 0.219 V | AC Read 220 mV | V | 0.01 | 60 | RANGE 0.219 V | AC Read 220 mV | V | 0.01 | 60 | RANGE 0.219 V | AC Read 220 mV | V | 0.01 | 60 | RANGE 0.219 V | AC Read 220 mV | V | 0.01 | 60 | RANGE 0.219 V | AC Read 220 mV | V | 0.01 | 60 | RANGE 0.219 V | AC Read 220 mV | V | 0.01 | 60 | RANGE 0.219 V | AC Read 220 mV | V | 0.01 | 60 | RANGE 0.219 V | AC Read 220 mV | V | 0.01 | 60 | RANGE 0.219 V | AC Read 220 mV | V | 0.01 | 60 | RANGE 0.219 V | AC Read 220 mV | V | 0.01 | 60 | RANGE 0.219 V | AC Read 220 mV | V | 0.01 | 60 | RANGE 0.219 V | AC Read 220 mV | V | 0.01 | 60 | RANGE 0.219 V | AC Read 220 mV | V | 0.01 | 60 | RANGE 0.219 V | AC Read 220 mV | V | 0.01 | 60 | RANGE 0.219 V | AC Read 220 mV | V | 0.01 | 60 | RANGE 0.219 V | AC Read 220 mV | V | 0.01 | 60 | RANGE 0.219 V | AC Read 220 mV | V | 0.01 | 60 | RANGE 0.219 V | AC Read 220 mV | V | 0.01 | 60 | RANGE 0.219 V | AC Read 220 mV | V | 0.01 | 60 | RANGE 0.219 V | AC Read 220 mV | V | 0.01 | 60 | RANGE 0.219 V | AC Read 220 mV | V | 0.01 | 60 | RANGE 0.219 V | AC Read 220 mV | V | 0.01 | 60 | RANGE 0.219 V | AC Read 220 mV | V | 0.01 | 60 | RANGE 0.219 V | AC Read 220 mV | V | 0.01 | 60 | RANGE 0.219 V | AC Read 220 mV | V | 0.01 | 60 | RANGE 0.219 V | AC Read 220 mV | V | 0.01 | 60 | RANGE 0.219 V | AC Read 220 mV | V | 0.01 | 60 | RANGE 0.219 V | AC Read 220 mV | V | 0.01 | 60 | RANGE 0.219 V | AC Read 220 mV | V | 0.01 | 60 | RANGE 0.219 V | AC Read 220 mV | V | 0.01 | 60 | RANGE 0.219 V | AC Read 220 mV | V | 0.01 | 60 | RANGE 0.219 V | AC Read 220 mV | V | 0.01 | 60 | RANGE 0.219 V | AC Read 220 mV | V | 0.01 | 60 | RANGE 0.219 V | AC Read 220 mV | V | 0.01 | 60 | RANGE 0.219 V | AC Read 220 mV | V | 0.01 | 60 | RANGE 0.219 V | AC Read 220 mV | V | 0.01 | 60 | RANGE 0.219 V | AC Read 220 mV | V | 0.01 | 60 | RANGE 0.219 V | AC Read 220 mV | V | 0.01 | 60 | RANGE 0.219 V | AC Read 220 mV | V | 0.01 | 60 | RANGE 0.219 V | AC Read 220 mV | V | 0.01 | 60 | RANGE 0.219 V | AC Read 220 mV | V | 0.01 | 60 | RANGE 0.219 V | AC Read 220 mV | V | 0.01 | 60 | RANGE 0.219 V | AC Read 220 mV | V | 0.01 | 60 | RANGE 0.219 V | AC Read 220 mV | V | 0.01 | 60 | RANGE 0.219 V | AC Read 220 mV | V | 0.01 | 60 | RANGE 0.219 V | AC Read 220 mV | V | 0.01 | 60 | RANGE 0.219 V | AC Read 220 mV | V | 0.01 | 60 | RANGE 0.219 V | AC Read 220 mV | V | 0.01 | 60 | RANGE 0.219 V | AC Read 220 mV | V | 0.01 | 60 | RANGE 0.219 V | AC Read 220 mV | V | 0.01 | 60 | RANGE 0.219 V | AC Read 220 mV | V | 0.01 | 60 | RANGE 0.219 V | AC Read 220 mV | V | 0.01 | 60 | RANGE 0.219 V | AC Read 220 mV | V | 0.01 | 60 | RANGE 0.219 V | AC Read 220 mV | V | 0.01 | 60 | RANGE 0.219 V | AC Read 220 mV | V | 0.01 | 60 | RANGE 0.219 V | AC Read 220 mV | V | 0.01 | 60 | RANGE 0.219 V | AC Read 220 mV | V | 0.01 | 60 | RANGE 0.219 V | AC Read 220 mV | V | 0.01 | 60 | RANGE 0.219 V | AC Read 220 mV | V | 0.01 | 60 | RANGE 0.219 V | AC Read 220 mV | V | 0.01 | 60 | RANGE 0.219 V | AC Read 220 mV | V | 0.01 | 60 | RANGE 0.219 V | AC Read 220 mV | V | 0.01 | 60 | RANGE 0.219 V | AC Read 220 mV | V | 0.01 | 60 | RANGE 0.219 V | AC Read 220 mV | V | 0.01 | 60 | RANGE 0.219 V | AC Read 220 mV | V | 0.01 | 60 | RANGE 0.219 V | AC Read 220 mV | V | 0.01 | 60 | RANGE 0.219 V | AC Read 220 mV | V | 0.01 | 60 | RANGE 0.219 V | AC Read 220 mV | V | 0.01 | 60 | RANGE 0.219 V | AC Read 220 mV | V | 0.01 | 60 | RANGE 0.219 V | AC Read 220 mV | V | 0.01 | 60 | RANGE 0.219 V | AC Read 220 mV | V | 0.01 | 60 | RANGE 0.219 V | AC Read 220 mV | V | 0.01 | 60 | RANGE 0.219 V | AC Read 220 mV | V | 0.01 | 60 | RANGE 0.219 V | AC Read 220 mV | V | 0.01 | 60 | RANGE 0.219 V | AC Read 220 mV | V | 0.01 | 60 | RANGE 0.219 V | AC Read 220 mV | V | 0.01 | 60 | RANGE 0.219 V | AC Read 220 mV | V | 0.01 | 60 | RANGE 0.219 V | AC Read 220 mV | V | 0.01 | 60 | RANGE 0.219 V | AC Read 220 mV | V | 0.01 | 60 | RANGE 0.219 V | AC Read 220 mV | V | 0.01 | 60 | RANGE 0.219 V | AC Read 220 mV | V | 0.01 | 60 | RANGE 0.219 V | AC Read 220 mV | V | 0.01 | 60 | RANGE 0.219 V | AC Read 220 mV | V | 0.01 | 60 | RANGE 0.219 V | AC Read 220 mV | V | 0.01 | 60 | RANGE 0.219 V | AC Read 220 mV | V | 0.01 | 60 | RANGE 0.219 V | AC Read 220 mV | V | 0.01 | 60 | RANGE 0.219 V | AC Read 220 mV | V | 0.01 | 60 | RANGE 0.219 V | AC Read 220 mV | V | 0.01 | 60 | RANGE 0.219 V | AC Read 220 mV | V | 0.01 | 60 | RANGE 0.219 V | AC Read 220 mV | V | 0.01 | 60 | RANGE 0.219 V | AC Read 220 mV | V | 0.01 | 60 | RANGE 0.219 V | AC Read 220 mV | V | 0.01 | 60 | RANGE 0.219 V | AC Read 220 mV | V | 0.01 | 60 | RANGE 0.219 V | AC Read 220 mV | V | 0.01 | 60 | RANGE 0.219 V | AC Read 220 mV | V | 0.01 | 60 | RANGE 0.219 V | AC Read 220 mV | V | 0.01 | 60 | RANGE 0.219 V | AC Read 220 mV | V | 0.01 | 60 | RANGE 0.219 V | AC Read 220 mV | V | 0.01 | 60 | RANGE 0.219 V | AC Read 220 mV | V | 0.01 | 60 | RANGE 0.219 V | AC Read 220 mV | V | 0.01 | 60 | RANGE 0.219 V | AC Read 220 mV | V | 0.01 | 60 | RANGE 0.219 V | AC Read 220 mV | V | 0.01 | 60 | RANGE 0.219 V | AC Read 220 mV | V | 0.01 | 60 | RANGE 0.219 V | AC Read 220 mV | V | 0.01 | 60 | RANGE 0.219 V | AC Read 220 mV | V | 0.01 | 60 | RANGE 0.219 V | AC Read 220 mV | V | 0.01 | 60 | RANGE 0.219 V | AC Read 220 mV | V | 0.01 | 60 | RANGE 0.219 V | AC Read 220 mV | V | 0.01 | 60 | RANGE 0.219 V | AC Read 220 mV | V | 0.01 | 60 | RANGE 0.219 V | AC Read 220 mV | V | 0.01 | 60 | RANGE 0.219 V | AC Read 220 mV | V | 0.01 | 60 | RANGE 0.219 V | AC Read 220 mV | V | 0.01 | 60 | RANGE 0.219 V | AC Read 220 mV | V | 0.01 | 60 | RANGE 0.219 V | AC Read 220 mV | V | 0.01 | 60 | RANGE 0.219 V | AC Read 220 mV | V | 0.01 | 60 | RANGE 0.219 V | AC Read 220 mV | V | 0.01 | 60 | RANGE 0.219 V | AC Read 220 mV | V | 0.01 | 60 | RANGE 0.219 V | AC Read 220 mV | V | 0.01 | 60 | RANGE 0.219 V | AC Read 220 mV | V | 0.01 | 60 | RANGE 0.219 V | AC Read 220 mV | V | 0.01 | 60 | RANGE 0.219 V | AC Read 220 mV | V | 0.01 | 60 | RANGE 0.219 V | AC Read 220 mV | V | 0.01 | 60 | RANGE 0.219 V | AC Read 220 mV | V | 0.01 | 60 | RANGE 0.219 V | AC Read 220 mV | V | 0.01 | 60 | RANGE 0.219 V | AC Read 220 mV | V | 0.01 | 60 | RANGE 0.219 V | AC Read 220 mV | V | 0.01 | 60 | RANGE 0.219 V | AC Read 220 mV | V | 0.01 | 60 | RANGE 0.219 V | AC Read 220 mV | V | 0.01 | 60 | RANGE 0.219 V | AC Read 220 mV | V | 0.01 | 60 | RANGE 0.219 V | AC Read 220 mV | V | 0.01 | 60 | RANGE 0.219 V | AC Read 220 mV | V | 0.01 | 60 | RANGE 0.219 V | AC Read 220 mV | V | 0.01 | 60 | RANGE 0.219 V | AC Read 220 mV | V | 0.01 | 60 | RANGE 0.219 V | AC Read 220 mV | V | 0.01 | 60 | RANGE 0.219 V | AC Read 220 mV | V | 0.01 | 60 | RANGE 0.219 V | AC Read 220 mV | V | 0.01 | 60 | RANGE 0.219 V | AC Read 220 mV | V | 0.01 | 60 | RANGE 0.219 V | AC Read 220 mV | V | 0.01 | 60 | RANGE 0.219 V | AC Read 220 mV | V | 0.01 | 60 | RANGE 0.219 V | AC Read 220 mV | V | 0.01 | 60 | RANGE 0.219 V | AC Read 220 mV | V | 0.01 | 60 | RANGE 0.219 V | AC Read 220 mV | V | 0.01 | 60 | RANGE 0.219 V | AC Read 220 mV | V | 0.01 | 60 | RANGE 0.219 V | AC Read 220 mV | V | 0.01 | 60 | RANGE 0.219 V | AC Read 220 mV | V | 0.01 | 60 | RANGE 0.219 V | AC Read 220 mV | V | 0.01 | 60 | RANGE 0.219 V | AC Read 220 mV | V | 0.01 | 60 | RANGE 0.219 V | AC Read 220 mV | V | 0.01 | 60 | RANGE 0.219 V | AC Read 220 mV | V | 0.01 | 60 | RANGE 0.219 V | AC Read 220 mV | V | 0.01 | 60 | RANGE 0.219 V | AC Read 220 mV | V | 0.01 | 60 | RANGE 0.219 V | AC Read 220 mV | V | 0.01 | 60 | RANGE 0.219 V | AC Read 220 mV | V | 0.01 | 60 | RANGE 0.219 V | AC Read 220 mV | V | 0.01 | 60 | RANGE 0.219 V | AC Read 220 mV | V | 0.01 | 60 | RANGE 0.219 V | AC Read 220 mV | V | 0.01 | 60 | RANGE 0.219 V | AC Read 220 mV | V | 0.01 | 60 | RANGE 0.219 V | AC Read 220 mV | V | 0.01 | 60 | RANGE 0.219 V | AC Read 220 mV | V | 0.01 | 60 | RANGE 0.219 V | AC Read 220 mV | V | 0.01 | 60 | RANGE 0.219 V | AC Read 220 mV | V | 0.01 | 60 | RANGE 0.219 V | AC Read 220 mV | V | 0.01 | 60 | RANGE 0.219 V | AC Read 220 mV | V | 0.01 | 60 | RANGE 0.219 V | AC Read 220 mV | V | 0.01 | 60 | RANGE 0.219 V | AC Read 220 mV | V | 0.01 | 60 | RANGE 0.219 V | AC Read 220 mV | V | 0.01 | 60 | RANGE 0.219 V | AC Read 220 mV | V | 0.01 | 60 | RANGE 0.219 V | AC Read 220 mV | V | 0.01 | 60 | RANGE 0.219 V | AC Read 220 mV | V | 0.01 | 60 | RANGE 0.219 V | AC Read 220 mV | V | 0.01 | 60 | RANGE 0.219 V | AC Read 220 mV | V | 0.01 | 60 | RANGE 0.219 V | AC Read 220 mV | V | 0.01 | 60 | RANGE 0.219 V | AC Read 220 mV | V | 0.01 | 60 | RANGE 0.219 V | AC Read 220 mV | V | 0.01 | 60 | RANGE 0.219 V | AC Read 220 mV | V | 0.01 | 60 | RANGE 0.219 V | AC Read 220 mV | V | 0.01 | 60 | RANGE 0.219 V | AC Read 220 mV | V | 0.01 | 60 | RANGE 0.219 V | AC Read 220 mV | V | 0.01 | 60 | RANGE 0.219 V | AC Read 220 mV | V | 0.01 | 60 | RANGE 0.219 V | AC Read 220 mV | V | 0.01 | 60 | RANGE 0.219 V | AC Read 220 mV | V | 0.01 | 60 | RANGE 0.219 V | AC Read 220 mV | V | 0.01 | 60 | RANGE 0.219 V | AC Read 220 mV | V | 0.01 | 60 | RANGE 0.219 V | AC Read 220 mV | V | 0.01 | 60 | RANGE 0.219 V | AC Read 220 mV | V | 0.01 | 60 | RANGE 0.219 V | AC Read 220 mV | V | 0.01 | 60 | RANGE 0.219 V | AC Read 220 mV | V | 0.01 | 60 | RANGE 0.219 V | AC Read 220 mV | V | 0.01 | 60 | RANGE 0.219 V | AC Read 220 mV | V | 0.01 | 60 | RANGE 0.219 V | AC Read 220 mV | V | 0.01 | 60 | RANGE 0.219 V | AC Read 220 mV | V | 0.01 | 60 | RANGE 0.219 V | AC Read 220 mV | V | 0.01 | 60 | RANGE 0.219 V | AC Read 220 mV | V | 0.01 | 60 | RANGE 0.219 V | AC Read 220 mV | V | 0.01 | 60 | RANGE 0.219 V | AC Read 220 mV | V | 0.01 | 60 | RANGE 0.219 V | AC Read 220 mV | V | 0.01 | 60 | RANGE 0.219 V | AC Read 220 mV | V | 0.01 | 60 | RANGE 0.219 V | AC Read 220 mV | V | 0.01 | 60 | RANGE 0.219 V | AC Read 220 mV | V | 0.01 | 60 | RANGE 0.219 V | AC Read 220 mV | V | 0.01 | 60 | RANGE 0.219 V | AC Read 220 mV | V | 0.01 | 60 | RANGE 0.219 V | AC Read 220 mV | V | 0.01 | 60 | RANGE 0.219 V | AC Read 220 mV | V | 0.01 | 60 | RANGE 0.219 V | AC Read 220 mV | V | 0.01 | 60 | RANGE 0.219 V | AC Read 220 mV | V | 0.01 | 60 | RANGE 0.219 V | AC Read 220 mV | V | 0.01 | 60 | RANGE 0.219 V | AC Read 220 mV | V | 0.01 | 60 | RANGE 0.219 V | AC Read 220 mV | V | 0.01 | 60 | RANGE 0.219 V | AC Read 220 mV | V | 0.01 | 60 | RANGE 0.219 V | AC Read 220 mV | V | 0.01 | 60 | RANGE 0.219 V | AC Read 220 mV | V | 0.01 | 60 | RANGE 0.219 V | AC Read 220 mV | V | 0.01 | 60 | RANGE 0.219 V | AC Read 220 mV | V | 0.01 | 60 | RANGE 0.219 V | AC Read 220 mV | V | 0.01 | 60 | RANGE 0.219 V | AC Read 220 mV | V | 0.01 | 60 | RANGE 0.219 V | AC Read 220 mV | V | 0.01 | 60 | RANGE 0.219 V | AC Read 220 mV | V | 0.01 | 60 | RANGE 0.219 V | AC Read 220 mV | V | 0.01 | 60 | RANGE 0.219 V | AC Read 220 mV | V | 0.01 | 60 | RANGE 0.219 V | AC Read 220 mV | V | 0.01 | 60 | RANGE 0.219 V | AC Read 220 mV | V | 0.01 | 60 | RANGE 0.219 V | AC Read 220 mV | V | 0.01 | 60 | RANGE 0.219 V | AC Read 220 mV | V | 0.01 | 60 | RANGE 0.219 V | AC Read 220 mV | V | 0.01 | 60 | RANGE 0.219 V | AC Read 220 mV | V | 0.01 | 60 | RANGE 0.219 V | AC Read 220 mV | V | 0.01 | 60 | RANGE 0.219 V | AC Read 220 mV | V | 0.01 | 60 | RANGE 0.219 V | AC Read 220 mV | V | 0.01 | 60 | RANGE 0.219 V | AC Read 220 mV | V | 0.01 | 60 | RANGE 0.219 V | AC Read 220 mV | V | 0.01 | 60 | RANGE 0.219 V | AC Read 220 mV | V | 0.01 | 60 | RANGE 0.219 V | AC Read 220 mV | V | 0.01 | 60 | RANGE 0.219 V | AC Read 220 mV | V | 0.01 | 60 | RANGE 0.219 V | AC Read 220 mV | V | 0.01 | 60 | RANGE 0.219 V | AC Read 220 mV | V | 0.01 | 60 | RANGE 0.219 V | AC Read 220 mV | V | 0.01 | 60 | RANGE 0.219 V | AC Read 220 mV | V | 0.01 | 60 | RANGE 0.219 V | AC Read 220 mV | V | 0.01 | 60 | RANGE 0.219 V | AC Read 220 mV | V | 0.01 | 60 | RANGE 0.219 V | AC Read 220 mV | V | 0.01 | 60 | RANGE 0.219 V | AC Read 220 mV | V | 0.01 | 60 | RANGE 0.219 V | AC Read 220 mV | V | 0.01 | 60 | RANGE 0.219 V | AC Read 220 mV | V | 0.01 | 60 | RANGE 0.219 V | AC Read 220 mV | V | 0.01 | 60 | RANGE 0.219 V | AC Read 220 mV | V | 0.01 | 60 | RANGE 0.219 V | AC Read 220 mV | V | 0.01 | 60 | RANGE 0.219 V | AC Read 220 mV | V | 0.01 | 60 | RANGE 0.219 V | AC Read 220 mV | V | 0.01 | 60 | RANGE 0.219 V | AC Read 220 mV | V | 0.01 | 60 | RANGE 0.219 V | AC Read 220 mV | V | 0.01 | 60 | RANGE 0.219 V | AC Read 220 mV | V | 0.01 | 60 | RANGE 0.219 V | AC Read 220 mV | V | 0.01 | 60 | RANGE 0.219 V | AC Read 220 mV | V | 0.01 | 60 | RANGE 0.219 V | AC Read 220 mV | V | 0.01 | 60 | RANGE 0.219 V | AC Read 220 mV | V | 0.01 | 60 | RANGE 0.219 V | AC Read 220 mV | V | 0.01 | 60 | RANGE 0.219 V | AC Read 220 mV | V | 0.01 | 60 | RANGE 0.219 V | AC Read 220 mV | V | 0.01 | 60 | RANGE 0.219 V | AC Read 220 mV | V | 0.01 | 60 | RANGE 0.219 V | AC Read 220 mV | V | 0.01 | 60 | RANGE 0.219 V | AC Read 220 mV | V | 0.01 | 60 | RANGE 0.219 V | AC Read 220 mV | V | 0.01 | 60 | RANGE 0.219 V | AC Read 220 mV | V | 0.01 | 60 | RANGE 0.219 V | AC Read 220 mV | V | 0.01 | 60 | RANGE 0.219 V | AC Read 220 mV | V | 0.01 | 60 | RANGE 0.219 V | AC Read 220 mV | V | 0.01 | 60 | RANGE 0.219 V | AC Read 220 mV | V | 0.01 | 60 | RANGE 0.219 V | AC Read 220 mV | V | 0.01 | 60 | RANGE 0.219 V | AC Read 220 mV | V | 0.01 | 60 | RANGE 0.219 V | AC Read 220 mV | V | 0.01 | 60 | RANGE 0.219 V | AC Read 220 mV | V | 0.01 | 60 | RANGE 0.219 V | AC Read 220 mV | V | 0.01 | 60 | RANGE 0.219 V | AC Read 220 mV | V | 0.01 | 60 | RANGE 0.219 V | AC Read 220 mV | V | 0.01 | 60 | RANGE 0.219 V | AC Read 220 mV | V | 0.01 | 60 | RANGE 0.219 V | AC Read 220 mV | V | 0.01 | 60 | RANGE 0.219 V | AC Read 220 mV | V | 0.01 | 60 | RANGE 0.219 V | AC Read 220 mV | V | 0.01 | 60 | RANGE 0.219 V | AC Read 220 mV | V | 0.01 | 60 | RANGE 0.219 V | AC Read 220 mV | V | 0.01 | 60 | RANGE 0.219 V | AC Read 220 mV | V | 0.01 | 60 | RANGE 0.219 V | AC Read 220 mV | V | 0.01 | 60 | RANGE 0.219 V | AC Read 220 mV | V | 0.01 | 60 | RANGE 0.219 V | AC Read 220 mV | V | 0.01 | 60 | RANGE 0.219 V | AC Read 220 mV | V | 0.01 | 60 | RANGE 0.219 V | AC Read 220 mV | V | 0.01 | 60 | RANGE 0.219 V | AC Read 220 mV | V | 0.01 | 60 | RANGE 0.219 V | AC Read 220 mV | V | 0.01 | 60 | RANGE 0.219 V | AC Read 220 mV | V | 0.01 | 60 | RANGE 0.219 V | AC Read 220 mV | V | 0.01 | 60 | RANGE 0.219 V | AC Read 220 mV | V | 0.01 | 60 | RANGE 0.219 V | AC Read 220 mV | V | 0.01 | 60 | RANGE 0.219 V | AC Read 220 mV | V | 0.01 | 60 | RANGE 0.219 V | AC Read 220 mV | V | 0.01 | 60 | RANGE 0.219 V | AC Read 220 mV | V | 0.01 | 60 | RANGE 0.219 V | AC Read 220 mV | V | 0.01 | 60 | RANGE 0.219 V | AC Read 220 mV | V | 0.01 | 60 | RANGE 0.219 V | AC Read 220 mV | V | 0.01 | 60 | RANGE 0.219 V | AC Read 220 mV | V | 0.01 | 60 | RANGE 0.219 V | AC Read 220 mV | V | 0.01 | 60 | RANGE 0.219 V | AC Read 220 mV | V | 0.01 | 60 | RANGE 0.219 V | AC Read 220 mV | V | 0.01 | 60 | RANGE 0.219 V | AC Read 220 mV | V | 0.01 | 60 | RANGE 0.219 V | AC Read 220 mV | V | 0.01 | 60 | RANGE 0.219 V | AC Read 220 mV | V | 0.01 | 60 | RANGE 0.219 V | AC Read 220 mV | V | 0.01 | 60 | RANGE 0.219 V | AC Read 220 mV | V | 0.01 | 60 | RANGE 0.219 V | AC Read 220 mV | V | 0.01 | 60 | RANGE 0.219 V | AC Read 220 mV | V | 0.01 | 60 | RANGE 0.219 V | AC Read 220 mV | V | 0.01 | 60 | RANGE 0.219 V | AC Read 220 mV | V | 0.01 | 60 | RANGE 0.219 V | AC Read 220 mV | V | 0.01 | 60 | RANGE 0.219 V | AC Read 220 mV | V | 0.01 | 60 | RANGE 0.219 V | AC Read 220 mV | V | 0.01 | 60 | RANGE 0.219 V | AC Read 220 mV | V | 0.01 | 60 | RANGE 0.219 V | AC Read 220 mV | V | 0.01 | 60 | RANGE 0.219 V | AC Read 220 mV | V | 0.01 | 60 | RANGE 0.219 V | AC Read 220 mV | V | 0.01 | 60 | RANGE 0.219 V | AC Read 220 mV | V | 0.01 | 60 | RANGE 0.219 V | AC Read 220 mV | V | 0.01 | 60 | RANGE 0.219 V | AC Read 220 mV | V | 0.01 | 60 | RANGE 0.219 V | AC Read 220 mV | V | 0.01 | 60 | RANGE 0.219 V | AC Read 220 mV | V | 0.01 | 60 | RANGE 0.219 V | AC Read 220 mV | V | 0.01 | 60 | RANGE 0.219 V | AC Read 220 mV | V | 0.01 | 60 | RANGE 0.219 V | AC Read 220 mV | V | 0.01 | 60 | RANGE 0.219 V | AC Read 220 mV | V | 0.01 | 60 | RANGE 0.219 V | AC Read 220 mV | V | 0.01 | 60 | RANGE 0.219 V | AC Read 220 mV | V | 0.01 | 60 | RANGE 0.219 V | AC Read 220 mV | V | 0.01 | 60 | RANGE 0.219 V | AC Read 220 mV | V | 0.01 | 60 | RANGE 0.219 V | AC Read 220 mV | V | 0.01 | 60 | RANGE 0.219 V | AC Read 220 mV | V | 0.01 | 60 | RANGE 0.219 V | AC Read 220 mV | V | 0.01 | 60 | RANGE 0.219 V | AC Read 220 mV | V | 0.01 | 60 | RANGE 0.219 V | AC Read 220 mV | V | 0.01 | 60 | RANGE 0.219 V | AC Read 220 mV | V | 0.01 | 60 | RANGE 0.219 V | AC Read 220 mV | V | 0.01 | 60 | RANGE 0.219 V | AC Read 220 mV | V | 0.01 | 60 | RANGE 0.219 V | AC Read 220 mV | V | 0.01 | 60 | RANGE 0.219 V | AC Read 220 mV | V | 0.01 | 60 | RANGE 0.219 V | AC Read 220 mV | V | 0.01 | 60 | RANGE 0.219 V | AC Read 220 mV | V | 0.01 | 60 | RANGE 0.219 V | AC Read 220 mV | V | 0.01 | 60 | RANGE 0.219 V | AC Read 220 mV | V | 0.01 | 60 | RANGE 0.219 V | AC Read 220 mV | V | 0.01 | 60 | RANGE 0.219 V | AC Read 220 mV | V | 0.01 | 60 | RANGE 0.219 V | AC Read 220 mV | V | 0.01 | 60 | RANGE 0.219 V | AC Read 220 mV | V | 0.01 | 60 | RANGE 0.219 V | AC Read 220 mV | V | 0.01 | 60 | RANGE 0.219 V | AC Read 220 mV | V | 0.01 | 60 | RANGE 0.219 V | AC Read 220 mV | V | 0.01 | 60 | RANGE 0.219 V | AC Read 220 mV | V | 0.01 | 60 | RANGE 0.219 V | AC Read 220 mV | V | 0.01 | 60 | RANGE 0.219 V | AC Read 220 mV | V | 0.01 | 60 | RANGE 0.219 V | AC Read 220 mV | V | 0.01 | 60 | RANGE 0.219 V | AC Read 220 mV | V | 0.01 | 60 | RANGE 0.219 V | AC Read 220 mV | V | 0.01 | 60 | RANGE 0.219 V | AC Read 220 mV | V | 0.01 | 60 | RANGE 0.219 V | AC Read 220 mV | V | 0.01 | 60 | RANGE 0.219 V | AC Read 220 mV | V | 0.01 | 60 | RANGE 0.219 V | AC Read 220 mV | V | 0.01 | 60 | RANGE 0.219 V | AC Read 220 mV | V | 0.01 | 60 | RANGE 0.219 V | AC Read 220 mV | V | 0.01 | 60 | RANGE 0.219 V | AC Read 220 mV | V | 0.01 | 60 | RANGE 0.219 V | AC Read 220 mV | V | 0.01 | 60 | RANGE 0.219 V | AC Read 220 mV | V | 0.01 | 60 | RANGE 0.219 V | AC Read 220 mV | V | 0.01 | 60 | RANGE 0.219 V | AC Read 220 mV | V | 0.01 | 60 | RANGE 0.219 V | AC Read 220 mV | V | 0.01 | 60 | RANGE 0.219 V | AC Read 220 mV | V | 0.01 | 60 | RANGE 0.219 V | AC Read 220 mV | V | 0.01 | 60 | RANGE 0.219 V | AC Read 220 mV | V | 0.01 | 60 | RANGE 0.219 V | AC Read 220 mV | V | 0.01 | 60 | RANGE 0.219 V | AC Read 220 mV | V | 0.01 | 60 | RANGE 0.219 V | AC Read 220 mV | V | 0.01 | 60 | RANGE 0.219 V | AC Read 220 mV | V | 0.01 | 60 | RANGE 0.219 V | AC Read 220 mV | V | 0.01 | 60 | RANGE 0.219 V | AC Read 220 mV | V | 0.01 | 60 | RANGE 0.219 V | AC Read 220 mV | V | 0.01 | 60 | RANGE 0.219 V | AC Read 220 mV | V | 0.01 | 60 | RANGE 0.219 V | AC Read 220 mV | V | 0.01 | 60 | RANGE 0.219 V | AC Read 220 mV | V | 0.01 | 60 | RANGE 0.219 V | AC Read 220 mV | V | 0.01 | 60 | RANGE 0.219 V | AC Read 220 mV | V | 0.01 | 60 | RANGE 0.219 V | AC Read 220 mV | V | 0.01 | 60 | RANGE 0.219 V | AC Read 220 mV | V | 0.01 | 60 | RANGE 0.219 V | AC Read 220 mV | V | 0.01 | 60 | RANGE 0.219 V | AC Read 220 mV | V | 0.01 | 60 | RANGE 0.219 V | AC Read 220 mV | V | 0.01 | 60 | RANGE 0.219 V | AC Read 220 mV | V | 0.01 | 60 | RANGE 0.219 V | AC Read 220 mV | V | 0.01 | 60 | RANGE 0.219 V | AC Read 220 mV | V | 0.01 | 60 | RANGE 0.219 V | AC Read 220 mV | V | 0.01 | 60 | RANGE 0.219 V | AC Read 220 mV | V | 0.01 | 60 | RANGE 0.219 V | AC Read 220 mV | V | 0.01 | 60 | RANGE 0.219 V | AC Read 220 mV | V | 0.01 | 60 | RANGE 0.219 V | AC Read 220 mV | V | 0.01 | 60 | RANGE 0.219 V | AC Read 220 mV | V | 0.01 | 60 | RANGE 0.219 V | AC Read 220 mV | V | 0.01 | 60 | RANGE 0.219 V | AC Read 220 mV | V | 0.01 | 60 | RANGE 0.219 V | AC Read 220 mV | V | 0.01 | 60 | RANGE 0.219 V | AC Read 220 mV | V | 0.01 | 60 | RANGE 0.219 V | AC Read 220 mV | V | 0.01 | 60 | RANGE 0.219 V | AC Read 220 mV | V | 0.01 | 60 | RANGE 0.219 V | AC Read 220 mV | V | 0.01 | 60 | RANGE 0.219 V | AC Read 220 mV | V | 0.01 | 60 | RANGE 0.219 V | AC Read 220 mV | V | 0.01 | 60 | RANGE 0.219 V | AC Read 220 mV | V | 0.01 | 60 | RANGE 0.219 V | AC Read 220 mV | V | 0.01 | 60 | RANGE 0.219 V | AC Read 220 mV | V | 0.01 | 60 | RANGE 0.219 V | AC Read 220 mV | V | 0.01 | 60 | RANGE 0.219 V | AC Read 220 mV | V | 0.01 | 60 | RANGE 0.219 V | AC Read 220 mV | V | 0.01 | 60 | RANGE 0.219 V | AC Read 220 mV | V | 0.01 | 60 | RANGE 0.219 V | AC Read 220 mV | V | 0.01 | 60 | RANGE 0.219 V | AC Read 220 mV | V | 0.01 | 60 | RANGE 0.219 V | AC Read 220 mV | V | 0.01 | 60 | RANGE 0.219 V | AC Read 220 mV | V | 0.01 | 60 | RANGE 0.219 V | AC Read 220 mV | V | 0.01 | 60 | RANGE 0.219 V | AC Read 220 mV | V | 0.01 | 60 | RANGE 0.219 V | AC Read 220 mV | V | 0.01 | 60 | RANGE 0.219 V | AC Read 220 mV | V | 0.01 | 60 | RANGE 0.219 V | AC Read 220 mV | V | 0.01 | 60 | RANGE 0.219 V | AC Read 220 mV | V | 0.01 | 60 | RANGE 0.219 V | AC Read 220 mV | V | 0.01 | 60 | RANGE 0.219 V | AC Read 220 mV | V | 0.01 | 60 | RANGE 0.219 V | AC Read 220 mV | V | 0.01 | 60 | RANGE 0.219 V | AC Read 220 mV | V | 0.01 | 60 | RANGE 0.219 V | AC Read 220 mV | V | 0.01 | 60 | RANGE 0.219 V | AC Read 220 mV | V | 0.01 | 60 | RANGE 0.219 V | AC Read 220 mV | V | 0.01 | 60 | RANGE 0.219 V | AC Read 220 mV | V | 0.01 | 60 | RANGE 0.219 V | AC Read 220 mV | V | 0.01 | 60 | RANGE 0.219 V | AC Read 220 mV | V | 0.01 | 60 | RANGE 0.219 V | AC Read 220 mV | V | 0.01 | 60 | RANGE 0.219 V | AC Read 220 mV | V | 0.01 | 60 | RANGE 0.219 V | AC Read 220 mV | V | 0.01 | 60 | RANGE 0.219 V | AC Read 220 mV | V | 0.01 | 60 | RANGE 0.219 V | AC Read 220 mV | V | 0.01 | 60 | RANGE 0.219 V | AC Read 220 mV | V | 0.01 | 60 | RANGE 0.219 V | AC Read 220 mV | V | 0.01 | 60 | RANGE 0.219 V | AC Read 220 mV | V | 0.01 | 60 | RANGE 0.219 V | AC Read 220 mV | V | 0.01 | 60 | RANGE 0.219 V | AC Read 220 mV | V | 0.01 | 60 | RANGE 0.219 V | AC Read 220 mV | V | 0.01 | 60 | RANGE 0.219 V | AC Read 220 mV | V | 0.01 | 60 | RANGE 0.219 V | AC Read 220 mV | V | 0.01 | 60 | RANGE 0.219 V | AC Read 220 mV | V | 0.01 | 60 | RANGE 0.219 V | AC Read 220 mV | V | 0.01 | 60 | RANGE 0.219 V | AC Read 220 mV | V | 0.01 | 60 | RANGE 0.219 V | AC Read 220 mV | V | 0.01 | 60 | RANGE 0.219 V | AC Read 220 mV | V | 0.01 | 60 | RANGE 0.219 V | AC Read 220 mV | V | 0.01 | 60 | RANGE 0.219 V | AC Read 220 mV | V | 0.01 | 60 | RANGE 0.219 V | AC Read 220 mV | V | 0.01 | 60 | RANGE 0.219 V | AC Read 220 mV | V | 0.01 | 60 | RANGE 0.219 V | AC Read 220 mV | V | 0.01 | 60 | RANGE 0.219 V | AC Read 220 mV | V | 0.01 | 60 | RANGE 0.219 V | AC Read 220 mV | V | 0.01 | 60 | RANGE 0.219 V | AC Read 220 mV | V | 0.01 | 60 | RANGE 0.219 V | AC Read 220 mV | V | 0.01 | 60 | RANGE 0.219 V | AC Read 220 mV | V | 0.01 | 60 | RANGE 0.219 V | AC Read 220 mV | V | 0.01 | 60 | RANGE 0.219 V | AC Read 220 mV | V | 0.01 | 60 | RANGE 0.219 V | AC Read 220 mV | V | 0.01 | 60 | RANGE 0.219 V | AC Read 220 mV | V | 0.01 | 60 | RANGE 0.219 V | AC Read 220 mV | V | 0.01 | 60 | RANGE 0.219 V | AC Read 220 mV | V | 0.01 | 60 | RANGE 0.219 V | AC Read 220 mV | V | 0.01 | 60 | RANGE 0.219 V | AC Read 220 mV | V | 0.01 | 60 | RANGE 0.219 V | AC Read 220 mV | V | 0.01 | 60 | RANGE 0.219 V | AC Read 220 mV | V | 0.01 | 60 | RANGE 0.219 V | AC Read 220 mV | V | 0.01 | 60 | RANGE 0.219 V | AC Read 220 mV | V | 0.01 | 60 | RANGE 0.219 V | AC Read 220 mV | V | 0.01 | 60 | RANGE 0.219 V | AC Read 220 mV | V | 0.01 | 60 | RANGE 0.219 V | AC Read 220 mV | V | 0.01 | 60 | RANGE 0.219 V | AC Read 220 mV | V | 0.01 | 60 | RANGE 0.219 V | AC Read 220 mV | V | 0.01 | 60 | RANGE 0.219 V | AC Read 220 mV | V | 0.01 | 60 | RANGE 0.219 V | AC Read 220 mV | V | 0.01 | 60 | RANGE 0.219 V | AC Read 220 mV | V | 0.01 | 60 | RANGE 0.219 V | AC Read 220 mV | V | 0.01 | 60 | RANGE 0.219 V | AC Read 220 mV | V | 0.01 | 60 | RANGE 0.219 V | AC Read 220 mV | V | 0.01 | 60 | RANGE 0.219 V | AC Read 220 mV | V | 0.01 | 60 | RANGE 0.219 V | AC Read 220 mV | V | 0.01 | 60 | RANGE 0.219 V | AC Read 220 mV | V | 0.01 | 60 | RANGE 0.219 V | AC Read 220 mV | V | 0.01 | 60 | RANGE 0.219 V | AC Read 220 mV | V | 0.01 | 60 | RANGE 0.219 V | AC Read 220 mV | V | 0.01 | 60 | RANGE 0.219 V | AC Read 220 mV | V | 0.01 | 60 | RANGE 0.219 V | AC Read 220 mV | V | 0.01 | 60 | RANGE 0.219 V | AC Read 220 mV | V | 0.01 | 60 | RANGE 0.219 V | AC Read 220 mV | V | 0.01 | 60 | RANGE 0.219 V | AC Read 220 mV | V | 0.01 | 60 | RANGE 0.219 V | AC Read 220 mV | V | 0.01 | 60 | RANGE 0.219 V | AC Read 220 mV | V | 0.01 | 60 | RANGE 0.219 V | AC Read 220 mV | V | 0.01 | 60 | RANGE 0.219 V | AC Read 220 mV | V | 0.01 | 60 | RANGE 0.219 V | AC Read 220 mV | V | 0.01 | 60 | RANGE 0.219 V | AC Read 220 mV | V | 0.01 | 60 | RANGE 0.219 V | AC Read 220 mV | V | 0.01 | 60 | RANGE 0.219 V | AC Read 220 mV | V | 0.01 | 60 | RANGE 0.219 V | AC Read 220 mV | V | 0.01 | 60 | RANGE 0.219 V | AC Read 220 mV | V | 0.01 | 60 | RANGE 0.219 V | AC Read 220 mV | V | 0.01 | 60 | RANGE 0.219 V | AC Read 220 mV | V | 0.01 | 60 | RANGE 0.219 V | AC Read 220 mV | V | 0.01 | 60 | RANGE 0.219 V | AC Read 220 mV | V | 0.01 | 60 | RANGE 0.219 V | AC Read 220 mV | V | 0.01 | 60 | RANGE 0.219 V | AC Read 220 mV | V | 0.01 | 60 | RANGE 0.219 V | AC Read 220 mV | V | 0.01 | 60 | RANGE 0.219 V | AC Read 220 mV | V | 0.01 | 60 | RANGE 0.219 V | AC Read 220 mV | V | 0.01 | 60 | RANGE 0.219 V | AC Read 220 mV | V | 0.01 | 60 | RANGE 0.219 V | AC Read 220 mV | V | 0.01 | 60 | RANGE 0.219 V | AC Read 220 mV | V | 0.01 | 60 | RANGE 0.219 V | AC Read 220 mV | V | 0.01 | 60 | RANGE 0.219 V | AC Read 220 mV | V | 0.01 | 60 | RANGE 0.219 V | AC Read 220 mV | V | 0.01 | 60 | RANGE 0.219 V | AC Read 220 mV | V | 0.01 | 60 | RANGE 0.219 V | AC Read 220 mV | V | 0.01 | 60 | RANGE 0.219 V | AC Read 220 mV | V | 0.01 | 60 | RANGE 0.219 V | AC Read 220 mV | V | 0.01 | 60 | RANGE 0.219 V | AC Read 220 mV | V | 0.01 | 60 | RANGE 0.219 V | AC Read 220 mV | V | 0.01 | 60 | RANGE 0.219 V | AC Read 220 mV | V | 0.01 | 60 | RANGE 0.219 V | AC Read 220 mV | V | 0.01 | 60 | RANGE 0.219 V | AC Read 220 mV | V | 0.01 | 60 | RANGE 0.219 V | AC Read 220 mV | V | 0.01 | 60 | RANGE 0.219 V | AC Read 220 mV | V | 0.01 | 60 | RANGE 0.219 V | AC Read 220 mV | V | 0.01 | 60 | RANGE 0.219 V | AC Read 220 mV | V | 0.01 | 60 | RANGE 0.219 V | AC Read 220 mV | V | 0.01 | 60 | RANGE 0.219 V | AC Read 220 mV | V | 0.01 | 60 | RANGE 0.219 V | AC Read 220 mV | V | 0.01 | 60 | RANGE 0.219 V | AC Read 220 mV | V | 0.01 | 60 | RANGE 0.219 V | AC Read 220 mV | V | 0.01 | 60 | RANGE 0.219 V | AC Read 220 mV | V | 0.01 | 60 | RANGE 0.219 V | AC Read 220 mV | V | 0.01 | 60 | RANGE 0.219 V | AC Read 220 mV | V | 0.01 | 60 | RANGE 0.219 V | AC Read 220 mV | V | 0.01 | 60 | RANGE 0.219 V | AC Read 220 mV | V | 0.01 | 60 | RANGE 0.219 V | AC Read 220 mV | V | 0.01 | 60 | RANGE 0.219 V | AC Read 220 mV | V | 0.01 | 60 | RANGE 0.219 V | AC Read 220 mV | V | 0.01 | 60 | RANGE 0.219 V | AC Read 220 mV | V | 0.01 | 60 | RANGE 0.219 V | AC Read 220 mV | V | 0.01 | 60 | RANGE 0.219 V | AC Read 220 mV | V | 0.01 | 60 | RANGE 0.219 V | AC Read 220 mV | V | 0.01 | 60 | RANGE 0.219 V | AC Read 220 mV | V | 0.01 | 60 | RANGE 0.219 V | AC Read 220 mV | V | 0.01 | 60 | RANGE 0.219 V | AC Read 220 mV | V | 0.01 | 60 | RANGE 0.219 V | AC Read 220 mV | V | 0.01 | 60 | RANGE 0.219 V | AC Read 220 mV | V | 0.01 | 60 | RANGE 0.219 V | AC Read 220 mV | V | 0.01 | 60 | RANGE 0.219 V | AC Read 220 mV | V | 0.01 | 60 | RANGE 0.219 V | AC Read 220 mV | V | 0.01 | 60 | RANGE 0.219 V | AC Read 220 mV | V | 0.01 | 60 | RANGE 0.219 V | AC Read 220 mV | V | 0.01 | 60 | RANGE 0.219 V | AC Read 220 mV | V | 0.01 | 60 | RANGE 0.219 V | AC Read 220 mV | V | 0.01 | 60 | RANGE 0.219 V | AC Read 220 mV | V | 0.01 | 60 | RANGE 0.219 V | AC Read 220 mV | V | 0.01 | 60 | RANGE 0.219 V | AC Read 220 mV | V | 0.01 | 60 | RANGE 0.219 V | AC Read 220 mV | V | 0.01 | 60 | RANGE 0.219 V | AC Read 220 mV | V | 0.01 | 60 | RANGE 0.219 V | AC Read 220 mV | V | 0.01 | 60 | RANGE 0.219 V | AC Read 220 mV | V | 0.01 | 60 | RANGE 0.219 V | AC Read 220 mV | V | 0.01 | 60 | RANGE 0.219 V | AC Read 220 mV | V | 0.01 | 60 | RANGE 0.219 V | AC Read 220 mV | V | 0.01 | 60 | RANGE 0.219 V | AC Read 220 mV | V | 0.01 | 60 | RANGE 0.219 V | AC Read 220 mV | V | 0.01 | 60 | RANGE 0.219 V | AC Read 220 mV | V | 0.01 | 60 | RANGE 0.219 V | AC Read 220 mV | V | 0.01 | 60 | RANGE 0.219 V | AC Read 220 mV | V | 0.01 | 60 | RANGE 0.219 V | AC Read 220 mV | V | 0.01 | 60 | RANGE 0.219 V | AC Read 220 mV | V | 0.01 | 60 | RANGE 0.219 V | AC Read 220 mV | V | 0.01 | 60 | RANGE 0.219 V | AC Read 220 mV | V | 0.01 | 60 | RANGE 0.219 V | AC Read 220 mV | V | 0.01 | 60 | RANGE 0.219 V | AC Read 220 mV | V | 0.01 | 60 | RANGE 0.219 V | AC Read 220 mV | V | 0.01 | 60 | RANGE 0.219 V | AC Read 220 mV | V | 0.01 | 60 | RANGE 0.219 V | AC Read 220 mV | V | 0.01 | 60 | RANGE 0.219 V | AC Read 220 mV | V | 0.01 | 60 | RANGE 0.219 V | AC Read 220 mV | V | 0.01 | 60 | RANGE 0.219 V | AC Read 220 mV | V | 0.01 | 60 | RANGE 0.219 V | AC Read 220 mV | V | 0.01 | 60 | RANGE 0.219 V | AC Read 220 mV | V | 0.01 | 60 | RANGE 0.219 V | AC Read 220 mV | V | 0.01 | 60 | RANGE 0.219 V | AC Read 220 mV | V | 0.01 | 60 | RANGE 0.219 V | AC Read 220 mV | V | 0.01 | 60 | RANGE 0.219 V | AC Read 220 mV | V | 0.01 | 60 | RANGE 0.219 V | AC Read 220 mV | V | 0.01 | 60 | RANGE 0.219 V | AC Read 220 mV | V | 0.01 | 60 | RANGE 0.219 V | AC Read 220 mV | V | 0.01 | 60 | RANGE 0.219 V | AC Read 220 mV | V | 0.01 | 60 | RANGE 0.219 V | AC Read 220 mV | V | 0.01 | 60 | RANGE 0.219 V | AC Read 220 mV | V | 0.01 | 60 | RANGE 0.219 V | AC Read 220 mV | V | 0.01 | 60 | RANGE 0.219 V | AC Read 220 mV | V | 0.01 | 60 | RANGE 0.219 V | AC Read 220 mV | V | 0.01 | 60 | RANGE 0.219 V | AC Read 220 mV | V | 0.01 | 60 | RANGE 0.219 V | AC Read 220 mV | V | 0.01 | 60 | RANGE 0.219 V | AC Read 220 mV | V | 0.01 | 60 | RANGE 0.219 V | AC Read 220 mV | V | 0.01 | 60 | RANGE 0.219 V
AC Read 70 mV | V | 0.01 | 60 |  |  |  | RANGE 0.069 V
AC Read 220 mV | V | 0.01 | 60 |  |  |  | RANGE 0.219 V
AC Read 700 mV | V | 0.01 | 60 |  |  |  | RANGE 0.69 V

## HP 3458
Function Name | Primary Unit | Primary Limit Low | Primary Limit High | Secondary Unit | Secondary Limit Low | Secondary Limit High | Command | ExtraOptions
DCV 10 V | [6 empty] | DCV 10; APER 1.0e-3; MEM FIFO; SWEEP 0.1, 100; END ALWAYS

## Agilent 34401A
Function Name | Primary Unit | Primary Limit Low | Primary Limit High | Secondary Unit | Secondary Limit Low | Secondary Limit High | Command | ExtraOptions
Volt DC 100mV | V | 0 | 0.1 |  |  |  | CONF:VOLT:DC <0, .1>
Volt DC 1V | V | 0 | 1 |  |  |  | FUNC "VOLT:DC"
Volt DC 10V | V | 0 | 10 |  |  |  | FUNC "VOLT:DC"
Volt DC 100V | V | 0 | 100 |  |  |  | FUNC "VOLT:DC"
Volt DC 1000V | V | 0 | 1000 |  |  |  | FUNC "VOLT:DC"
2W Res 100 Ohm | Ohm
2W Res 1 kOhm | Ohm
2W Res 10 kOhm | Ohm
2W Res 100 kOhm | Ohm
2W Res 1 MOhm | Ohm
2W Res 10 MOhm | Ohm
2W Res 100 MOhm | Ohm
4W Res 100 Ohm | Ohm
4W Res 1 kOhm | Ohm
4W Res 10 kOhm | Ohm
4W Res 100 kOhm | Ohm
4W Res 1 MOhm | Ohm
4W Res 10 MOhm | Ohm
4W Res 100 MOhm | Ohm
Current DC 10 mA | A
Current DC 100 mA | A
Current DC 1 A | A
Current DC 3 A | A
Volt AC 100 mV @ 400 Hz | V |  |  | Hz
Volt AC 1 V @ 400 Hz | V |  |  | Hz
Volt AC 10 V @ 400 Hz | V |  |  | Hz
Volt AC 100 V @ 400 Hz | V |  |  | Hz
Volt AC 750 V @ 400 Hz | V |  |  | Hz
Volt AC 100 mV @ 40 kHz | V |  |  | Hz
Volt AC 1 V @ 40 kHz | V |  |  | Hz
Volt AC 10 V @ 40 kHz | V |  |  | Hz
Volt AC 100 V @ 40 kHz | V |  |  | Hz
Volt AC 100 mV @ 90 kHz | V |  |  | Hz
Volt AC 1 V @ 90 kHz | V |  |  | Hz
Volt AC 10 V @ 90 kHz | V |  |  | Hz
Volt AC 100 V @ 90 kHz | V |  |  | Hz
Current AC 1 A | A |  |  | Hz
Current AC 3 A | A |  |  | Hz